## Introduction
VERSION 2.0 (AUGUST 2017)
DERISKING RENEWABLE ENERGY INVESTMENT
UTILITY-SCALE LCOE TOOL (EUR)
|  | Country: |  | Tunisia
|  | Technology: |  | SolarPV
|  | Owner: |  | FINAL
|  | Date last updated (Mo/Dy/Yr): |  | 06/06/2018
A. OVERVIEW
This LCOE tool is one component of the DREI framework to assist policymakers in selecting public instruments to promote renewable energy investment.
This tool calculates the levelised cost of electricity (LCOE) for a given country’s baseline energy mix and the LCOE of the target renewable energy, before and after the introduction of public instruments.
This tool is tailored towards utilty-scale renewable energy generation, across a mix of technologies (wind, solar PV, small hydro).
This tool is accompanied by a package of complementary tools, materials and guidance. Please visit www.undp.org/DREI
B. TABLE OF CONTENTS
This financial tool is organised into the following eleven sheets
| I. |  | Summary Outputs
| II. |  | Inputs, Baseline Energy Mix
| III. |  | Inputs, Renewable Energy
| IV. |  | LCOE, Baseline Energy Mix
| V. |  | LCOE, Renewable Energy - Generation
| VI. |  | LCOE, Renewable Energy - Grid Interconnection
| VII. |  | Instruments Costing
| VIII. |  | Sensitivity Analysis
| IX. |  | Charts
| X. |  | Report Summary Table
| XI. |  | Notes
C. IMPORTANT GUIDANCE
The following modelling conventions are used throughout this tool:
Input cells
- Input cells require the user to enter numeric or qualitative data, to adjust a formula, or to select an option from a drop-down menu.
| - Input cells are formatted in blue font. An example of the format is as follows: |  |  |  | 0
Output cells
- An output cell consists of a pre-existing formula. Do NOT enter data into an output cell. If the formula is overwritten, this could compromise the financial tool.
- Output cells are formatted in black font.
In-model guidance
| - Guidance is provided at various points in the model in red italicized fonts as follows: |  |  |  | Guidance [Ungroup cells to reveal]
- For further guidance on the use of this tool, please see the guidance note available at www.undp.org/DREI
Checks
- Check cells will appear when there is an invalid entry of some sort. Check cells are formatted in red font. If it appears, the check cell provides guidance on how to rectify the invalid entry.
Protected sheets and cells
- In order to ensure that the tool maintains its functionality and formulae are not accidently deleted and/or comprimised, this tool is distributed with sheets and cells in 'protected' mode.
- To unprotect sheets and cells, go to review > unprotect sheet. The password to unprotect sheets is "energy".
- This introductory sheet may not be unprotected.
D. DISCLAIMER
This financial tool is for informational purposes only. UNDP is not responsible and does not accept any liability whatsoever for the accuracy of this financial tool or any data within it.
This financial tool does not represent an endorsement by UNDP of any activity or project.

## I. Summary Outputs
VERSION 2.0 (AUGUST 2017)
I. SUMMARY OUTPUTS
This sheet is organised into two sections.
A. Baseline Energy Mix
B. Renewable Energy
A. BASELINE ENERGY MIX
Baseline Energy Mix Technology
[7 empty] | CCGT | Technology #2 | Technology #3 | Technology #4 | Technology #5 | Technology #6 | Total
| Share of Generation Mix by Technology |  |  |  | % |  | 100% | 0% | 0% | 0% | 0% | 0% | 100%
| LCOE by Technology |  |  |  | EUR/kWh |  | 0.051308 | 0 | 0 | 0 | 0 | 0 | 0.051308
B. RENEWABLE ENERGY
GENERAL INPUTS
Renewable Energy
|  | Target Installed Capacity |  |  | MW |  | 835
Resources
|  |  | Renewable Energy Capacity Factor (%) |  | % |  | 19.4%
|  |  | Total Annual Energy Production for Target |  | MWh/year |  | 1419032.4
Investment
|  |  | Lifetime of Investment |  | years |  | 20
|  |  | Renewable Energy Investment Cost |  | EUR/MW |  | 636627.2046
Country Inputs
|  |  | Effective Corporate Tax Rate |  | % |  | 25%
|  |  | Public Cost of Capital |  | % |  | 7%
CAPITAL STRUCTURE & FINANCING SUMMARY
Renewable Energy
[7 empty] | Pre-derisking |  | Post-derisking
Capital Structure
|  |  | Debt/Equity Split |  | % |  | 70%/30% |  | 72.5%/27.5%
|  | Cost of Equity |  |  | % |  | 17% |  | 12.99%
Cost of Debt
|  |  | Public Loans |  | % |  | NA |  | 4%
|  |  | Commercial Loans with Public Guarantees |  | % |  | NA |  | NA
|  |  | Commercial Loans without Public Guarantees |  | % |  | 8% |  | 5.834%
|  | Weighted Average Cost of Capital (Post tax) |  |  | % |  | 9.3% |  | 6.447%
Loan Tenor
|  |  | Public Loans |  | years |  | NA |  | 20
|  |  | Commercial Loans with Public Guarantees |  | years |  | NA |  | NA
|  |  | Commercial Loans without Public Guarantees |  | years |  | 11 |  | 12
LCOE AND INCREMENTAL COSTS
Renewable Energy
[7 empty] | Pre-derisking |  | Post-derisking
| LCOE - Renewable Energy |  |  |  | EUR/kWh |  | 0.070705 |  | 0.056193
|  | LCOE - Renewable Energy - Generation Component |  |  | EUR/kWh |  | 0.070705 |  | 0.056193
|  | LCOE - Renewable Energy - Grid Interconnection Component |  |  | EUR/kWh |  | 0 |  | 0
|  | LCOE - Renewable Energy - Balancing Cost Component |  |  | EUR/kWh |  | 0 |  | 0
| LCOE - Baseline Energy Mix | [5 empty] | 0.051308 |  | 0.051308
|  | Incremental Cost of Renewable Energy vs Baseline |  |  | EUR/kWh |  | 0.019397 |  | 0.0048849
|  |  | Annual Incremental Cost at full target Renewable Energy capacity |  | EUR/year |  | 27524605.3251 |  | 6931777.4784
|  |  | Present Value of Total Incremental Cost over lifetime of Renewable Energy Investment |  | EUR |  | 200588622.9297 |  | 50516099.4105
|  | Incremental Cost of Renewable Energy vs. Baseline - Pre vs. Post Derisking |  |  | EUR/kWh |  |  |  | -0.014512
|  |  | Annual Savings Due to Derisking at full target Renewable Energy capacity |  | EUR/year |  |  |  | -20592827.8467
|  |  | Present Value of Total Incremental Cost over lifetime of Renewable Energy Investment |  | EUR |  |  |  | -150072523.5192
OVERVIEW OF FINANCING
Renewable Energy
[7 empty] | Pre-derisking |  | Post-derisking
| Total Investment in Renewable Energy to Meet Target |  |  |  | EUR |  | 531583715.8734 |  | 531583715.8734
|  | Investment in Renewable Energy Generation |  |  | EUR |  | 531583715.8734 |  | 531583715.8734
|  | Investment in Renewable Energy Grid Interconnection |  |  | EUR |  | 0 |  | 0
| Equity Financing, Total |  |  |  | EUR |  | 159475114.762 |  | 146185521.8652
0
Debt
Breakdown of debt products
|  |  | Public Loans |  | EUR |  | 0 |  | 115619458.2025
|  |  | Commercial Loans with Public Guarantees |  | EUR |  | 0 |  | 0
|  |  | Commercial Loans without Public Guarantees |  | EUR |  | 372108601.1114 |  | 269778735.8058
| Debt Financing, Total |  |  |  | EUR |  | 372108601.1114 |  | 385398194.0082
COST OF PUBLIC INSTRUMENTS
Renewable Energy
[7 empty] | Pre-derisking |  | Post-derisking
Policy Derisking Instruments
Present Value of:
|  |  | Power Market Risk Instruments |  | EUR |  | 3968386.096 |  | 3968386.096
|  |  | Permits Risk Instruments |  | EUR |  | 1015844.3922 |  | 1015844.3922
|  |  | Social Acceptance Risk Instruments |  | EUR |  | 0 |  | 571705.0226
|  |  | Developer Risk Instruments |  | EUR |  | 0 |  | 1130747.1109
|  |  | Grid/Transmission Risk Instruments |  | EUR |  | 0 |  | 981622.5106
|  |  | Counterparty Risk Instruments |  | EUR |  | 0 |  | 936007.5096
|  |  | Financing Risk Instruments |  | EUR |  | 0 |  | 659962.7921
|  | Total Public Cost of Policy Derisking Instruments |  |  | EUR |  | 4984230.4881 |  | 9264275.4339
Financial Derisking Instruments
Present Value of
|  |  | Grid/Transmission Risk Instruments |  | EUR | (Cost) | 0 |  | 5811110.3047
|  |  | Counterparty Risk Instruments |  | EUR | (Opp. Cost) | 0 |  | 6682776.8504
Financing Risk Instruments
|  |  |  | Public Loans | EUR | (Reserves) | 0 |  | 28904864.5506
|  |  |  | Public Guarantees for Commercial Loans | EUR | (Reserves) | 0 |  | 0
|  |  | Political Risk Instruments |  | EUR | (Reserves) | 0 |  | 0
|  |  | Currency/Macro Risk Instruments |  | EUR | (Cost) | 0 |  | 4067777.2133
|  | Total Public Cost of Financial Derisking Instruments |  |  | EUR |  | 0 |  | 45466528.919
Direct Financial Incentives
|  | Present Value of FIT/PPA Price Premium over lifetime of Renewable Energy Investment |  |  | EUR |  | 200588622.9297 |  | 50516099.4105
PERFORMANCE METRICS
Renewable Energy
[7 empty] | Pre-derisking |  | Post-derisking
METRIC 1 - INVESTMENT LEVERAGE RATIO
|  |  | Multiple |  |  |  | 2.5859 |  | 5.0508
|  |  | Investment in Renewable Energy |  | EUR |  | 531583715.8734 |  | 531583715.8734
|  |  | Present Value of FIT/PPA Price Premium over lifetime of Renewable Energy Investment |  | EUR |  | 200588622.9297 |  | 50516099.4105
|  |  | Financial Derisking Costs |  | EUR |  | 0 |  | 45466528.919
|  |  | Policy Derisking Costs |  | EUR |  | 4984230.4881 |  | 9264275.4339
METRIC 2 - SAVINGS LEVERAGE RATIO
|  |  | Multiple | [5 empty] | 2.742
|  |  | Financial Derisking Costs |  | EUR |  | 0 |  | 45466528.919
|  |  | Policy Derisking Costs |  | EUR |  | 4984230.4881 |  | 9264275.4339
|  |  | Present Value of FIT/PPA Price Premium over lifetime of Renewable Energy Investment |  | EUR |  | 200588622.9297 |  | 50516099.4105
|  |  | Present Value of Total Savings Due to Derisking over lifetime of Renewable Energy Investment |  | EUR |  |  |  | 150072523.5192
METRIC 3 - END-USER AFFORDABILITY
|  |  | Renewable Energy LCOE |  | EUR/kWh |  | 0.070705 |  | 0.056193
|  |  | % Change in Renewable Energy LCOE |  | % |  |  |  | -20.52%
|  |  | Baseline Energy Mix LCOE |  | EUR/kWh |  | 0.051308 |  | 0.051308
|  |  | Incremental Cost |  | EUR/kWh |  | 0.019397 |  | 0.0048849
METRIC 4 - CARBON ABATEMENT
|  |  |  | Abatement Costs due to Incremental Costs | EUR/tCO2e |  | 18.8978 |  | 4.7592
|  |  |  | Abatement Costs due to Financial Derisking Costs | EUR/tCO2e |  | 0 |  | 4.2835
|  |  |  | Abatement Costs due to Policy Derisking Costs | EUR/tCO2e |  | 0.46957 |  | 0.87281
|  |  | Total Carbon Abatement Costs per t/CO2e |  | EUR/tCO2e |  | 19.3674 |  | 9.9155
|  |  | % Change in Total Abatement Costs per t/CO2e |  | % |  |  |  | -48.8%
|  |  | Emission Reductions Over 20 Years |  | Mt CO2e |  | 10.6144 |  | 10.6144

## II. Inputs, Baseline Energy Mix
VERSION 2.0 (AUGUST 2017)
II. INPUTS, BASELINE ENERGY MIX
This sheet is organised into four sections.
A. General Inputs, Baseline Energy Mix
B. Stage 1: Risk Environment
C. Stage 2: Public Instruments
D. Stage 3: LCOE
E. Additional Baseline Energy Data
A. GENERAL INPUTS, BASELINE ENERGY MIX
Guidance [Ungroup to reveal]
Sum of all technologies in generation mix - cell T19 - must equal 100%
Baseline model assumes 1MW plant size for each applicable technology.
Technology
[13 empty] | CCGT | Technology #2 | Technology #3 | Technology #4 | Technology #5 | Technology #6 | Total
|  | Generation Mix | [8 empty] | % |  | 100% | 0% | 0% | 0% | 0% | 0% | 100%
|  | Plant Size | [8 empty] | MW |  | 1 | 1 | 1 | 1 | 1 | 1
|  | Investment Cost | [8 empty] | EUR/MW |  | 643697 | 0 | 0 | 0 | 0 | 0
|  | Lifetime of Investment | [8 empty] | years |  | 25 | 0 | 0 | 0 | 0 | 0
|  | Effective Tax Rate | [8 empty] | % |  | 25% | 0% | 0% | 0% | 0% | 0%
|  | Grid Emission Factor | [8 empty] | tCO2e/MWh |  | 0.374 | 0 | 0 | 0 | 0 | 0 | 0.374
B. STAGE 1: RISK ENVIRONMENT
CAPITAL STRUCTURE & FINANCING INPUTS
Guidance [Ungroup to reveal]
Please input loan tenor assumptions in whole numbers.
Technology
[13 empty] | CCGT | Technology #2 | Technology #3 | Technology #4 | Technology #5 | Technology #6
Capital Structure
|  |  | % Equity | [7 empty] | % |  | 25% | 0% | 0% | 0% | 0% | 0%
|  |  | % Debt | [7 empty] | % |  | 75% | 100% | 100% | 100% | 100% | 100%
Share of Debt Financing by Product
[5 empty] | Public Loans | [7 empty] | 0% | 0% | 0% | 0% | 0% | 0%
[5 empty] | Commercial Loans with Public Guarantees | [7 empty] | 0% | 0% | 0% | 0% | 0% | 0%
[5 empty] | Commercial Loans without Public Guarantees | [7 empty] | 100% | 100% | 100% | 100% | 100% | 100%
Cost of Capital
|  |  | Cost of Equity | [7 empty] | % |  | 14.45% | 0% | 0% | 0% | 0% | 0%
Cost of Debt
|  |  |  | Public Loans | [6 empty] | % |  | 0% | NA | NA | NA | NA | NA
|  |  |  | Commercial Loans with Public Guarantees | [6 empty] | % |  | 0% | NA | NA | NA | NA | NA
|  |  |  | Commercial Loans without Public Guarantees | [6 empty] | % |  | 6.8% | 0% | 0% | 0% | 0% | 0%
Loan Tenor
|  |  | Public Loans | [7 empty] | years |  | 0 | 0 | 0 | 0 | 0 | 0
|  |  | Commercial Loans with Public Guarantees | [7 empty] | years |  | 0 | 0 | 0 | 0 | 0 | 0
|  |  | Commercial Loans without Public Guarantees | [7 empty] | years |  | 12.5 | 0 | 0 | 0 | 0 | 0
Front End Fees
|  |  | Public Loans | [7 empty] | bps |  | 0 | 0 | 0 | 0 | 0 | 0
|  |  | Commercial Loans with Public Guarantees | [7 empty] | bps |  | 0 | 0 | 0 | 0 | 0 | 0
|  |  | Commercial Loans without Public Guarantees | [7 empty] | bps |  | 0 | 0 | 0 | 0 | 0 | 0
C. STAGE 2: PUBLIC INSTRUMENTS
FINANCIAL DERISKING INSTRUMENTS, SELECTION & COSTING
Guidance [Ungroup to reveal]
Please input loan tenor assumptions in whole numbers.
Technology
[13 empty] | CCGT | Technology #2 | Technology #3 | Technology #4 | Technology #5 | Technology #6
INSTRUMENT SELECTION
|  |  | Public Loans | [9 empty] | N | N | N | N | N | N
|  |  |  | Public Loans as Share of Total Debt Financing | [6 empty] | % |  | 0% | 0% | 0% | 0% | 0% | 0%
|  |  | Public Guarantees | [9 empty] | N | N | N | N | N | N
|  |  |  | Commercial Loans with Public Guarantees as Share of Total Debt Financing | [6 empty] | % |  | 0% | 0% | 0% | 0% | 0% | 0%
|  |  | Political Risk Insurance (PRI) for Equity Providers | [9 empty] | N | N | N | N | N | N
INSTRUMENT COSTING
Public Loans
|  |  |  | Annual Interest Rate, Public Loans | [6 empty] | % |  | 0% | 0% | 0% | 0% | 0% | 0%
|  |  |  | Loan Tenor | [6 empty] | years |  | 0 | 0 | 0 | 0 | 0 | 0
|  |  |  | Front-end Fee | [6 empty] | bps |  | 0 | 0 | 0 | 0 | 0 | 0
Public Guarantees
|  |  |  | Annual Interest Rate, Commercial Loans with Public Guarantees | [6 empty] | % |  | 0% | 0% | 0% | 0% | 0% | 0%
|  |  |  | Loan Tenor, Commercial Loans | [6 empty] | years |  | 0 | 0 | 0 | 0 | 0 | 0
|  |  |  | Front-end Fee, Commercial Loans | [6 empty] | bps |  | 0 | 0 | 0 | 0 | 0 | 0
|  |  |  | Guarantee Coverage, as a % of Commercial Loan Value | [6 empty] | % |  | 0% | 0% | 0% | 0% | 0% | 0%
|  |  |  | Term of Public Guarantee Coverage | [6 empty] | years |  | 0 | 0 | 0 | 0 | 0 | 0
|  |  |  | Front-end Fee, Public Guarantee | [6 empty] | bps |  | 0 | 0 | 0 | 0 | 0 | 0
|  |  |  | Annual Public Guarantee Fee | [6 empty] | bps |  | 0 | 0 | 0 | 0 | 0 | 0
Political Risk Insurance (PRI) for Equity Providers
|  |  |  | PRI Coverage, as a % of Total Equity Investment | [6 empty] | % |  | 0% | 0% | 0% | 0% | 0% | 0%
|  |  |  | Term of Political Risk Insurance | [6 empty] | years |  | 0 | 0 | 0 | 0 | 0 | 0
|  |  |  | Front-end Fee | [6 empty] | bps |  | 0 | 0 | 0 | 0 | 0 | 0
|  |  |  | Annual Political Risk Insurance Premium | [6 empty] | bps |  | 0 | 0 | 0 | 0 | 0 | 0
D. STAGE 3: LCOE
TECHNOLOGY & OPERATIONAL INPUTS
Guidance [Ungroup to reveal]
For the calculation methdology:
User-Defined, Annually Adjusted: is inputted by the user in rows 111 onwards
User-Defined, Linear Function: is inputted by the user in row 114 onwards
Manual Entry: is inputted in Section E
Technology
|  | Technology Inputs | [10 empty] | CCGT | Technology #2 | Technology #3 | Technology #4 | Technology #5 | Technology #6
|  |  | System Efficiencies | [7 empty] | % |  | 54% | 100% | 100% | 100% | 100% | 100%
|  |  | Full Load Hours | [7 empty] | hours/annum |  | 7227 | 0 | 0 | 0 | 0 | 0
|  |  | Load Factor | [7 empty] | % |  | 82.5% | 0% | 0% | 0% | 0% | 0%
Fuel Cost
|  |  | Calculation Methodology | [9 empty] | Manual Entry | Manual Entry | Manual Entry | Manual Entry | Manual Entry | Manual Entry
User-Defined, Annually Adjusted (% change yoy)
[5 empty] | Fuel Cost, Starting Price | [5 empty] | EUR/MWh |  | 0 | 0 | 0 | 0 | 0 | 0
[5 empty] | Fuel Cost, Annual Increase | [5 empty] | % |  | 0% | 0% | 0% | 0% | 0% | 0%
User-Defined, Linear Function (y = ax + b)
[5 empty] | a (increase per annum) | [5 empty] | EUR/MWh |  | 0 | 0 | 0 | 0 | 0 | 0
[5 empty] | b | [5 empty] | EUR |  | 0 | 0 | 0 | 0 | 0 | 0
Operations & Maintenance Expense (excl. fuel)
|  |  | Operations & Maintenance Expense, Year 1 | [7 empty] | LCOE (EURcents/kWh) |  | 15313 | 0 | 0 | 0 | 0 | 0
|  |  | Operations & Maintenance Expense, Annual Increase | [7 empty] | % |  | 2% | 0% | 0% | 0% | 0% | 0%
Depreciation Allocation
|  |  | Straight Line (over the Life Span of Each Investment) | [7 empty] | % |  | 100% | 100% | 100% | 100% | 100% | 100%
|  |  | Non-depreciable | [7 empty] | % |  | 0% | 0% | 0% | 0% | 0% | 0%
E. ADDITIONAL BASELINE ENERGY DATA
Guidance: ungroup to reveal
Fuel Price Data
[7 empty] | USER-DEFINED, ANNUALLY ADJUSTED | [5 empty] | USER-DEFINED, LINEAR FUNCTION | [5 empty] | MANUAL ENTRY
[5 empty] | Period | Year | CCGT | Technology #2 | Technology #3 | Technology #4 | Technology #5 | Technology #6 | CCGT | Technology #2 | Technology #3 | Technology #4 | Technology #5 | Technology #6 | CCGT | Technology #2 | Technology #3 | Technology #4 | Technology #5 | Technology #6
[5 empty] | 1 | 2018 | 0 | 0 | 0 | 0 | 0 | 0 | 0 | 0 | 0 | 0 | 0 | 0 | 18.971 | 0 | 0 | 0 | 0 | 0
[5 empty] | 2 | 2019 | 0 | 0 | 0 | 0 | 0 | 0 | 0 | 0 | 0 | 0 | 0 | 0 | 19.2981 | 0 | 0 | 0 | 0 | 0
[5 empty] | 3 | 2020 | 0 | 0 | 0 | 0 | 0 | 0 | 0 | 0 | 0 | 0 | 0 | 0 | 19.2981 | 0 | 0 | 0 | 0 | 0
[5 empty] | 4 | 2021 | 0 | 0 | 0 | 0 | 0 | 0 | 0 | 0 | 0 | 0 | 0 | 0 | 19.6252 | 0 | 0 | 0 | 0 | 0
[5 empty] | 5 | 2022 | 0 | 0 | 0 | 0 | 0 | 0 | 0 | 0 | 0 | 0 | 0 | 0 | 19.9523 | 0 | 0 | 0 | 0 | 0
[5 empty] | 6 | 2023 | 0 | 0 | 0 | 0 | 0 | 0 | 0 | 0 | 0 | 0 | 0 | 0 | 19.9523 | 0 | 0 | 0 | 0 | 0
[5 empty] | 7 | 2024 | 0 | 0 | 0 | 0 | 0 | 0 | 0 | 0 | 0 | 0 | 0 | 0 | 20.2794 | 0 | 0 | 0 | 0 | 0
[5 empty] | 8 | 2025 | 0 | 0 | 0 | 0 | 0 | 0 | 0 | 0 | 0 | 0 | 0 | 0 | 20.6065 | 0 | 0 | 0 | 0 | 0
[5 empty] | 9 | 2026 | 0 | 0 | 0 | 0 | 0 | 0 | 0 | 0 | 0 | 0 | 0 | 0 | 20.716 | 0 | 0 | 0 | 0 | 0
[5 empty] | 10 | 2027 | 0 | 0 | 0 | 0 | 0 | 0 | 0 | 0 | 0 | 0 | 0 | 0 | 20.9347 | 0 | 0 | 0 | 0 | 0
[5 empty] | 11 | 2028 | 0 | 0 | 0 | 0 | 0 | 0 | 0 | 0 | 0 | 0 | 0 | 0 | 21.1556 | 0 | 0 | 0 | 0 | 0
[5 empty] | 12 | 2029 | 0 | 0 | 0 | 0 | 0 | 0 | 0 | 0 | 0 | 0 | 0 | 0 | 21.379 | 0 | 0 | 0 | 0 | 0
[5 empty] | 13 | 2030 | 0 | 0 | 0 | 0 | 0 | 0 | 0 | 0 | 0 | 0 | 0 | 0 | 21.5877 | 0 | 0 | 0 | 0 | 0
[5 empty] | 14 | 2031 | 0 | 0 | 0 | 0 | 0 | 0 | 0 | 0 | 0 | 0 | 0 | 0 | 21.8327 | 0 | 0 | 0 | 0 | 0
[5 empty] | 15 | 2032 | 0 | 0 | 0 | 0 | 0 | 0 | 0 | 0 | 0 | 0 | 0 | 0 | 22.0631 | 0 | 0 | 0 | 0 | 0
[5 empty] | 16 | 2033 | 0 | 0 | 0 | 0 | 0 | 0 | 0 | 0 | 0 | 0 | 0 | 0 | 22.296 | 0 | 0 | 0 | 0 | 0
[5 empty] | 17 | 2034 | 0 | 0 | 0 | 0 | 0 | 0 | 0 | 0 | 0 | 0 | 0 | 0 | 22.5313 | 0 | 0 | 0 | 0 | 0
[5 empty] | 18 | 2035 | 0 | 0 | 0 | 0 | 0 | 0 | 0 | 0 | 0 | 0 | 0 | 0 | 22.7692 | 0 | 0 | 0 | 0 | 0
[5 empty] | 19 | 2036 | 0 | 0 | 0 | 0 | 0 | 0 | 0 | 0 | 0 | 0 | 0 | 0 | 23.0095 | 0 | 0 | 0 | 0 | 0
[5 empty] | 20 | 2037 | 0 | 0 | 0 | 0 | 0 | 0 | 0 | 0 | 0 | 0 | 0 | 0 | 23.2524 | 0 | 0 | 0 | 0 | 0
[5 empty] | 21 | 2038 | 0 | 0 | 0 | 0 | 0 | 0 | 0 | 0 | 0 | 0 | 0 | 0 | 23.4978 | 0 | 0 | 0 | 0 | 0
[5 empty] | 22 | 2039 | 0 | 0 | 0 | 0 | 0 | 0 | 0 | 0 | 0 | 0 | 0 | 0 | 23.7458 | 0 | 0 | 0 | 0 | 0
[5 empty] | 23 | 2040 | 0 | 0 | 0 | 0 | 0 | 0 | 0 | 0 | 0 | 0 | 0 | 0 | 23.9965 | 0 | 0 | 0 | 0 | 0
[5 empty] | 24 | 2041 | 0 | 0 | 0 | 0 | 0 | 0 | 0 | 0 | 0 | 0 | 0 | 0 | 24.2498 | 0 | 0 | 0 | 0 | 0
[5 empty] | 25 | 2042 | 0 | 0 | 0 | 0 | 0 | 0 | 0 | 0 | 0 | 0 | 0 | 0 | 24.5057 | 0 | 0 | 0 | 0 | 0
[5 empty] | 26 | 2043 | 0 | 0 | 0 | 0 | 0 | 0 | 0 | 0 | 0 | 0 | 0 | 0 | 0 | 0 | 0 | 0 | 0 | 0
[5 empty] | 27 | 2044 | 0 | 0 | 0 | 0 | 0 | 0 | 0 | 0 | 0 | 0 | 0 | 0 | 0 | 0 | 0 | 0 | 0 | 0
[5 empty] | 28 | 2045 | 0 | 0 | 0 | 0 | 0 | 0 | 0 | 0 | 0 | 0 | 0 | 0 | 0 | 0 | 0 | 0 | 0 | 0
[5 empty] | 29 | 2046 | 0 | 0 | 0 | 0 | 0 | 0 | 0 | 0 | 0 | 0 | 0 | 0 | 0 | 0 | 0 | 0 | 0 | 0
[5 empty] | 30 | 2047 | 0 | 0 | 0 | 0 | 0 | 0 | 0 | 0 | 0 | 0 | 0 | 0 | 0 | 0 | 0 | 0 | 0 | 0
[5 empty] | 31 | 2048 | 0 | 0 | 0 | 0 | 0 | 0 | 0 | 0 | 0 | 0 | 0 | 0 | 0 | 0 | 0 | 0 | 0 | 0
[5 empty] | 32 | 2049 | 0 | 0 | 0 | 0 | 0 | 0 | 0 | 0 | 0 | 0 | 0 | 0 | 0 | 0 | 0 | 0 | 0 | 0
[5 empty] | 33 | 2050 | 0 | 0 | 0 | 0 | 0 | 0 | 0 | 0 | 0 | 0 | 0 | 0 | 0 | 0 | 0 | 0 | 0 | 0
[5 empty] | 34 | 2051 | 0 | 0 | 0 | 0 | 0 | 0 | 0 | 0 | 0 | 0 | 0 | 0 | 0 | 0 | 0 | 0 | 0 | 0
[5 empty] | 35 | 2052 | 0 | 0 | 0 | 0 | 0 | 0 | 0 | 0 | 0 | 0 | 0 | 0 | 0 | 0 | 0 | 0 | 0 | 0
[5 empty] | 36 | 2053 | 0 | 0 | 0 | 0 | 0 | 0 | 0 | 0 | 0 | 0 | 0 | 0 | 0 | 0 | 0 | 0 | 0 | 0
[5 empty] | 37 | 2054 | 0 | 0 | 0 | 0 | 0 | 0 | 0 | 0 | 0 | 0 | 0 | 0 | 0 | 0 | 0 | 0 | 0 | 0
[5 empty] | 38 | 2055 | 0 | 0 | 0 | 0 | 0 | 0 | 0 | 0 | 0 | 0 | 0 | 0 | 0 | 0 | 0 | 0 | 0 | 0
[5 empty] | 39 | 2056 | 0 | 0 | 0 | 0 | 0 | 0 | 0 | 0 | 0 | 0 | 0 | 0 | 0 | 0 | 0 | 0 | 0 | 0
[5 empty] | 40 | 2057 | 0 | 0 | 0 | 0 | 0 | 0 | 0 | 0 | 0 | 0 | 0 | 0 | 0 | 0 | 0 | 0 | 0 | 0
[5 empty] | 41 | 2058 | 0 | 0 | 0 | 0 | 0 | 0 | 0 | 0 | 0 | 0 | 0 | 0 | 0 | 0 | 0 | 0 | 0 | 0
[5 empty] | 42 | 2059 | 0 | 0 | 0 | 0 | 0 | 0 | 0 | 0 | 0 | 0 | 0 | 0 | 0 | 0 | 0 | 0 | 0 | 0
[5 empty] | 43 | 2060 | 0 | 0 | 0 | 0 | 0 | 0 | 0 | 0 | 0 | 0 | 0 | 0 | 0 | 0 | 0 | 0 | 0 | 0
[5 empty] | 44 | 2061 | 0 | 0 | 0 | 0 | 0 | 0 | 0 | 0 | 0 | 0 | 0 | 0 | 0 | 0 | 0 | 0 | 0 | 0
[5 empty] | 45 | 2062 | 0 | 0 | 0 | 0 | 0 | 0 | 0 | 0 | 0 | 0 | 0 | 0 | 0 | 0 | 0 | 0 | 0 | 0
[5 empty] | 46 | 2063 | 0 | 0 | 0 | 0 | 0 | 0 | 0 | 0 | 0 | 0 | 0 | 0 | 0 | 0 | 0 | 0 | 0 | 0
[5 empty] | 47 | 2064 | 0 | 0 | 0 | 0 | 0 | 0 | 0 | 0 | 0 | 0 | 0 | 0 | 0 | 0 | 0 | 0 | 0 | 0
[5 empty] | 48 | 2065 | 0 | 0 | 0 | 0 | 0 | 0 | 0 | 0 | 0 | 0 | 0 | 0 | 0 | 0 | 0 | 0 | 0 | 0
[5 empty] | 49 | 2066 | 0 | 0 | 0 | 0 | 0 | 0 | 0 | 0 | 0 | 0 | 0 | 0 | 0 | 0 | 0 | 0 | 0 | 0
[5 empty] | 50 | 2067 | 0 | 0 | 0 | 0 | 0 | 0 | 0 | 0 | 0 | 0 | 0 | 0 | 0 | 0 | 0 | 0 | 0 | 0

## III. Inputs, Renewable Energy
VERSION 2.0 (AUGUST 2017)
III. INPUTS, RENEWABLE ENERGY
This sheet is organised into four sections.
A. General Inputs, Renewable Energy
B. Stage 1: Risk Environment
C. Stage 2: Public Instruments
D. Stage 3: LCOE
A. GENERAL INPUTS, RENEWABLE ENERGY
Renewable Energy
|  | Target Installed Capacity | [6 empty] | MW |  |  |  | 835
|  | Investment Cost | [6 empty] | EUR/MW |  |  |  | 636627.2046
|  | Lifetime of Investment | [6 empty] | Years |  |  |  | 20
|  | Years until investment target is (ramp up/ramp down) | [6 empty] | Years |  |  |  | 13
|  | Effective Tax Rate | [6 empty] | % |  |  |  | 25%
|  | Public Cost of Capital | [6 empty] | % |  |  |  | 7%
|  | Modelling Start Year | [6 empty] | Year |  |  |  | 2018
|  | Exchange Rate (1 EUR: 1 USD) | [6 empty] | USD/EUR |  |  |  | 1.2417
|  | Exchange Rate as of (Day/Mo/Year) | [6 empty] | Date |  |  |  | 2018-02-01
|  | US Government 10-Year Bond Rate | [6 empty] | % |  |  |  | 2.4%
B. STAGE 1: RISK ENVIRONMENT
CAPITAL STRUCTURE & FINANCING INPUTS
Guidance [Ungroup to reveal]
Please input loan tenor assumptions in whole numbers.
[11 empty] | Pre-derisking |  |  | Post-derisking
Capital Structure
|  |  | % Equity | [5 empty] | % |  | 30% |  |  | 27.5%
|  |  | % Debt | [5 empty] | % |  | 70% |  |  | 72.5%
Share of Debt Financing
[5 empty] | Public Loans |  |  |  | % |  | NA |  |  | 30%
[5 empty] | Commercial Loans with Public Guarantees |  |  |  | % |  | NA |  |  | NA
[5 empty] | Commercial Loans without Public Guarantees |  |  |  | % |  | 100% |  |  | 70%
Cost of Capital
|  |  | Cost of Equity | [5 empty] | % |  | 17% |  |  | 12.99%
Cost of Debt
|  |  |  | Public Loans |  |  |  |  | % |  | NA |  |  | 4%
|  |  |  | Commercial Loans with Public Guarantees |  |  |  |  | % |  | NA |  |  | NA
|  |  |  | Commercial Loans without Public Guarantees |  |  |  |  | % |  | 8% |  |  | 5.834%
[11 empty] | Input commercial rate above |  |  | Input commercial loan rate in pre-derisking
Loan Tenor
|  |  | Public Loans | [5 empty] | years |  | NA |  |  | 20
|  |  | Commercial Loans with Public Guarantees | [5 empty] | years |  | NA |  |  | NA
|  |  | Commercial Loans without Public Guarantees | [5 empty] | years |  | 11 |  |  | 12
Front End Fees
|  |  | Public Loans | [5 empty] | bps |  | NA |  |  | 0
|  |  | Commercial Loans with Public Guarantees | [5 empty] | bps |  | NA |  |  | NA
|  |  | Commercial Loans without Public Guarantees | [5 empty] | bps |  | 0 |  |  | 0
POST-DERISKING INPUT METHOD
Guidance [Ungroup to reveal]
Please select method to calculate the post-derisking cost of financing
Risk Waterfall: if selected, please input data into the risk waterfall module
Manual Entry: if selected, please input the cost of financing directly below
Post-derisking
Input method for Post-derisking Financing Assumptions
|  |  | Cost of Equity | [10 empty] | Risk Waterfall
|  |  | Cost of Debt: Public Loans | [10 empty] | Manual entry
|  |  | Cost of Debt: Commercial Loans with Public Guarantees | [10 empty] | Risk Waterfall
|  |  | Cost of Debt: Commercial Loans without Public Guarantees | [10 empty] | Risk Waterfall
Manual Entry Method, Financing Assumptions
Cost of Capital
|  |  |  | Cost of Equity |  |  |  |  | % |  |  |  |  | 0%
Cost of Debt
[5 empty] | Public loans |  |  |  | % |  |  |  |  | 4%
[5 empty] | Commercial loans with Public Guarantees |  |  |  | % |  |  |  |  | 0%
[5 empty] | Commercial loans without Public Guarantees |  |  |  | % |  |  |  |  | 0%
RISK WATERFALL
[10 empty] | Pre-derisking |  |  |  | Post-derisking
[10 empty] | Cost of Equity & Cost of Debt |  |  |  | Cost of Equity & Cost of Debt
|  |  | Cost of Capital | [6 empty] | Equity | Public Loan | Commercial Loan with Guarantees | Commercial Loan w/out Guarantees | Equity | Public Loan | Commercial Loan with Guarantees | Commercial Loan w/out Guarantees
|  |  | Model Country | [5 empty] | % | 17% | NA | NA | 8% | 12.99% | NA | NA | 5.834%
|  |  | Best-in-Class Country | [5 empty] | % | 7% | 0% | 0% | 3% | 7% | 0% | 0% | 3%
|  |  | Difference | [5 empty] | % | 10% | NA | NA | 5% | 5.995% | NA | NA | 2.834%
Guidance [Ungroup to reveal]
If a risk category is not applicable or not relevant, for example in the Cost of Debt waterfall, please denote by putting NA in the appropriate cell.
If "incorrect apportioning" appears as the 'check', the values inputed for risk apportioning do not equal the delta b/w the modelling country and best in class country
[10 empty] | Pre-derisking |  |  |  | Post-derisking
[10 empty] | Cost of Equity & Cost of Debt |  |  |  | Cost of Equity & Cost of Debt
|  |  | Incremental Risk Apportioning to Cost of Equity and Cost of Debt | [6 empty] | Equity | Public Loan | Commercial Loan with Guarantees | Commercial Loan w/out Guarantees | Equity | Public Loan | Commercial Loan with Guarantees | Commercial Loan w/out Guarantees
|  |  | Power Market Risk | [5 empty] | % | 2.017% | 0% | 0% | 1.228% | 1.261% | 0% | 0% | 0.7673%
|  |  | Permits Risk | [5 empty] | % | 0.7518% | NA | NA | NA | 0.5638% | NA | NA | NA
|  |  | Social Acceptance Risk | [5 empty] | % | 0.6446% | 0% | 0% | 0.3923% | 0.4834% | 0% | 0% | 0.2943%
|  |  | Developer Risk | [5 empty] | % | 0% | 0% | 0% | 0% | 0% | 0% | 0% | 0%
|  |  | Grid/Transmission Risk | [5 empty] | % | 1.198% | 0% | 0% | 0.729% | 0.1497% | 0% | 0% | 0.09112%
|  |  | Counterparty Risk | [5 empty] | % | 1.502% | 0% | 0% | 0.9141% | 0.3754% | 0% | 0% | 0.2285%
|  |  | Financing Risk | [5 empty] | % | 1.034% | NA | NA | NA | 0.7754% | NA | NA | NA
|  |  | Political Risk | [5 empty] | % | 1.92% | 0% | 0% | 1.169% | 1.92% | 0% | 0% | 1.169%
|  |  | Currency/Macro Risk | [5 empty] | % | 0.9338% | 0% | 0% | 0.5684% | 0.4669% | 0% | 0% | 0.2842%
|  |  | Total | [6 empty] | 10% | NA | NA | 5% | 5.995% | 0% | 0% | 2.834%
Check ->
C. STAGE 2: PUBLIC INSTRUMENTS
INSTRUMENT SELECTION
POLICY DERISKING INSTRUMENTS
Instrument Selection (Y/ N)
|  |  | Risk Category |  |  | Instrument Description |  |  |  |  | Pre-derisking |  |  | Post-derisking
|  |  | Power Market Risk |  |  | Long term targets; regulatory framework; standardised PPA; independent regulator |  |  |  |  | Y |  |  | Y
|  |  | Permits Risk |  |  | Streamlined process for permits; Establish a dedicated one-stop shop for RE permits; contract enforcement and recourse mechanisms |  |  |  |  | Y |  |  | Y
|  |  | Social Acceptance Risk |  |  | Awareness-raising campaigns targeting communities and end-users; pilot models for community involvement at project sites |  |  |  |  | N |  |  | Y
|  |  | Developer Risk |  |  | Resource assessment; Technology and O&M assistance |  |  |  |  | N |  |  | Y
|  |  | Grid/Transmission Risk |  |  | Grid code; grid management studies |  |  |  |  | N |  |  | Y
|  |  | Counterparty Risk |  |  | Strengthening utility's management & operational performance for existing operations |  |  |  |  | N |  |  | Y
|  |  | Financing Risk |  |  | Financial sector reform; strengthening investors' familiarity and assessment capacity for renewable energy |  |  |  |  | N |  |  | Y
FINANCIAL DERISKING INSTRUMENTS
Instrument Selection (Y/N)
|  |  | Risk Category |  |  | Instrument Description |  |  |  |  | Pre-derisking |  |  | Post-derisking
|  |  | Grid/Transmission Risk |  |  | Take or Pay Clause in PPA |  |  |  |  | N |  |  | Y
|  |  | Counterparty Risk |  |  | Government Guarantee for PPA |  |  |  |  | N |  |  | Y
|  |  | Financing Risk / Counterparty Risk |  |  | Public Loans |  |  |  |  | N |  |  | Y
[7 empty] | Share of Public Loans to Total Debt Financing |  |  |  | 0% |  |  | 30%
|  |  | Financing Risk / Counterparty Risk |  |  | Public Guarantees to Commercial Loans |  |  |  |  | N |  |  | N
[7 empty] | Share of Commercial Loans with Public Guarantees to Total Debt Financing |  |  |  | 0% |  |  | 0%
|  |  | Political Risk |  |  | Political Risk Insurance for Equity Investment |  |  |  |  | N |  |  | N
|  |  | Currency/Macro Risk |  |  | Partial Indexing |  |  |  |  | N |  |  | Y
INSTRUMENT EFFECTIVENESS & IMPACT
POLICY DERISKING INSTRUMENTS
[11 empty] | Instrument Effectiveness |  |  | Instrument Impact on Cost of Equity & Cost of Debt
|  |  | Risk Category |  |  | Instrument Description |  |  |  |  | On Cost of Equity | On Cost of Debt | Time Effect Discount | Equity | Public Loan | Commercial Loan with Guarantees | Commercial Loan w/out Guarantees
|  |  | Power Market Risk |  |  | Long term targets; regulatory framework; standardised PPA; independent regulator |  |  |  |  | 75% | 75% | 50% | -0.7564% | 0% | 0% | -0.4604%
|  |  | Permits Risk |  |  | Streamlined process for permits; Establish a dedicated one-stop shop for RE permits; contract enforcement and recourse mechanisms |  |  |  |  | 50% | 0% | 50% | -0.1879% | 0% | 0% | 0%
|  |  | Social Acceptance Risk |  |  | Awareness-raising campaigns targeting communities and end-users; pilot models for community involvement at project sites |  |  |  |  | 50% | 50% | 50% | -0.1611% | 0% | 0% | -0.09809%
|  |  | Developer Risk |  |  | Resource assessment; Technology and O&M assistance |  |  |  |  | 50% | 50% | 50% | 0% | 0% | 0% | 0%
|  |  | Grid/Transmission Risk |  |  | Grid code; grid management studies |  |  |  |  | 25% | 25% | 50% | -0.1497% | 0% | 0% | -0.09112%
|  |  | Counterparty Risk |  |  | Strengthening utility's management & operational performance for existing operations |  |  |  |  | 50% | 50% | 50% | -0.3754% | 0% | 0% | -0.2285%
|  |  | Financing Risk |  |  | Financial sector reform; strengthening investors' familiarity and assessment capacity for renewable energy |  |  |  |  | 50% | 50% | 50% | -0.2585% | 0% | 0% | 0%
|  |  | Total Impact | [10 empty] | -1.889% | 0% | 0% | -0.8781%
FINANCIAL DERISKING INSTRUMENTS
Guidance [Ungroup to reveal]
Certain risk categories have multiple instruments. The sum of the efffectiveness percentages cannot exceed 100%. The check will identify when this occurs
[11 empty] | Instrument Effectiveness |  |  | Instrument Impact on Cost of Equity & Cost of Debt
|  |  | Risk Category |  |  | Instrument Description |  |  |  |  | On Cost of Equity | On Cost of Debt | Time Effect Discount | Equity | Public Loan | Commercial Loan with Guarantees | Commercial Loan w/out Guarantees
|  |  | Grid/Transmission Risk |  |  | Take or Pay Clause in PPA |  |  |  |  | 75% | 75% | 0% | -0.8982% | 0% | 0% | -0.5467%
|  |  | Counterparty Risk |  |  | Government Guarantee for PPA |  |  |  |  | 25% | 25% | 0% | -0.3754% | 0% | 0% | -0.2285%
|  |  | Counterparty Risk |  |  | Public Loans |  |  |  |  | 25% | 25% | 0% | -0.3754% | 0% | 0% | -0.2285%
|  |  | Counterparty Risk |  |  | Public Guarantees to Commercial Loans |  |  |  |  | 0% | 0% | 0% | 0% | 0% | 0% | 0%
|  |  | Financing Risk |  |  | Public Loans |  |  |  |  | 0% | 0% | 0% | 0% | 0% | 0% | 0%
|  |  | Financing Risk |  |  | Public Guarantees to Commercial Loans |  |  |  |  | 0% | 0% | 0% | 0% | 0% | 0% | 0%
|  |  | Political Risk |  |  | Political Risk Insurance for Equity Investment |  |  |  |  | 0% | 0% | 0% | 0% | 0% | 0% | 0%
|  |  | Currency/Macro Risk |  |  | Partial Indexing |  |  |  |  | 50% | 50% | 0% | -0.4669% | 0% | 0% | -0.2842%
|  |  | Total Impact | [10 empty] | -2.116% | 0% | 0% | -1.288%
Check->
INSTRUMENT COSTING
POLICY DERISKING INSTRUMENTS (COST TO PUBLIC SECTOR)
Guidance [Ungroup to reveal]
Please select costing method for each policy instrument and input cost assumptions.
Lump Sum: The user inputs the total cost of a policy derisking instrument for the full implementation period, discounted to today
Annual Cost: This is an automated calculation. The user inputs the annual cost of a policy derisking instrument, the number of years for implementation, and the public discount rate.
[10 empty] | Pre-derisking |  |  |  | Post-derisking
[10 empty] | Lump Sum Method | Annual Cost Method |  |  | Lump Sum Method | Annual Cost Method
|  |  | Risk Category |  |  | Instrument Description |  |  | Costing Method | Cost of Instrument | Annual Cost | Duration (in years) | PV @ Public Cost of Capital | Cost of Instrument | Annual Cost | Duration (in years) | PV @ Public Cost of Capital
|  |  | Power Market Risk |  |  | Long term targets; regulatory framework; standardised PPA; independent regulator |  |  | Lump Sum | 3968386.096 | 0 | 0 | 0 | 3968386.096 | 0 | 0 | 0
|  |  | Permits Risk |  |  | Streamlined process for permits; Establish a dedicated one-stop shop for RE permits; contract enforcement and recourse mechanisms |  |  | Lump Sum | 1015844.3922 | 0 | 0 | 0 | 1015844.3922 | 0 | 0 | 0
|  |  | Social Acceptance Risk |  |  | Awareness-raising campaigns targeting communities and end-users; pilot models for community involvement at project sites |  |  | Lump Sum | 0 | 0 | 0 | 0 | 571705.0226 | 0 | 0 | 0
|  |  | Developer Risk |  |  | Resource assessment; Technology and O&M assistance |  |  | Lump Sum | 0 | 0 | 0 | 0 | 1130747.1109 | 0 | 0 | 0
|  |  | Grid/Transmission Risk |  |  | Grid code; grid management studies |  |  | Lump Sum | 0 | 0 | 0 | 0 | 981622.5106 | 0 | 0 | 0
|  |  | Counterparty Risk |  |  | Strengthening utility's management & operational performance for existing operations |  |  | Lump Sum | 0 | 0 | 0 | 0 | 936007.5096 | 0 | 0 | 0
|  |  | Financing Risk |  |  | Financial sector reform; strengthening investors' familiarity and assessment capacity for renewable energy |  |  | Lump Sum | 0 | 0 | 0 | 0 | 659962.7921 | 0 | 0 | 0
|  |  | Total Cost | [6 empty] | 4984230.4881 |  |  | 0 | 9264275.4339 |  |  | 0
FINANCIAL DERISKING INSTRUMENTS - WITHOUT RESERVES (COST TO PUBLIC SECTOR)
[10 empty] | Pre-derisking |  |  |  | Post-derisking
[10 empty] | Lump Sum Method | Annual Cost Method |  |  | Lump Sum Method | Annual Cost Method
|  |  | Risk Category |  |  | Instrument Description |  |  | Costing Method | Cost of Instrument | Annual Cost | Duration (in years) | PV @ Public Cost of Capital | Cost of Instrument | Annual Cost | Duration (in years) | PV @ Public Cost of Capital
|  |  | Grid/Transmission Risk |  |  | Take or Pay Clause in PPA |  |  | Lump Sum | 0 | 0 | 0 | 0 | 5811110.3047 | 0 | 0 | 0
|  |  | Counterparty Risk |  |  | Government Guarantee for PPA |  |  | Lump Sum | 0 | 0 | 0 | 0 | 6682776.8504 | 0 | 0 | 0
|  |  | Currency/Macro Risk |  |  | Partial Indexing |  |  | Lump Sum | 0 | 0 | 0 | 0 | 4067777.2133 | 0 | 0 | 0
|  |  | Risk Category |  |  | Instrument Assumptions | [7 empty] | Post-derisking
|  |  | Grid/Transmission Risk |  |  | Take or Pay Clause in PPA
[7 empty] | Full days per year with curtailment |  | days |  |  |  |  | 3.65
[7 empty] | Equivalent percentage of days/year |  | % |  |  |  |  | 1%
[7 empty] | Percentage cost assumed by government |  | % |  |  |  |  | 100%
|  |  | Counterparty Risk |  |  | Government Guarantee for PPA
[7 empty] | Opportunity cost (assumes no compounding) |  | % |  |  |  |  | 4.6%
[7 empty] | Months of payments guaranteed |  | months |  |  |  |  | 3
|  |  | Currency/Macro Risk |  |  | Partial Indexing
[7 empty] | Hedging premium |  | % |  |  |  |  | 2.8%
[7 empty] | Percentage of tariff indexed to hard currencies |  | % |  |  |  |  | 50%
[7 empty] | Percentage of exposure hedged by government |  | % |  |  |  |  | 50%
FINANCIAL DERISKING INSTRUMENTS - WITH RESERVES (COST TO PROJECT SPONSOR)
Guidance [Ungroup to reveal]
Please input loan tenor assumptions in whole numbers.
Guarantee term is set equal to the tenor of the underlying commercial loan.
|  |  | Risk Category |  |  | Instrument Assumptions |  |  |  |  | Pre-derisking |  |  | Post-derisking
|  |  | Financing Risk / Counterparty Risk |  |  | Public Loans
[7 empty] | Annual Interest Rate, Public Loans |  | % |  | 0% |  |  | 4%
[7 empty] | Loan Tenor |  | years |  | 0 |  |  | 20
[7 empty] | Front-end Fee |  | bps |  | 0 |  |  | 0
|  |  | Financing Risk / Counterparty Risk |  |  | Public Guarantees to Commercial Loans
[7 empty] | Annual Interest Rate, Commercial Loans |  | % |  | 0% |  |  | NA
[7 empty] | Loan Tenor |  | years |  | 0 |  |  | 0
[7 empty] | Front-end Fee, Commercial Loans |  | bps |  | 0 |  |  | 0
[7 empty] | Guarantee coverage, as a % of Commercial Loan Value |  | % |  | 0% |  |  | 0%
[8 empty] | Term of Public Guarantee | years |  | 0 |  |  | 0
[8 empty] | Front-end Fee, Public Guarantee | bps |  | 0 |  |  | 0
[8 empty] | Annual Guarantee Fee | bps |  | 0 |  |  | 0
|  |  | Political Risk |  |  | Political Risk Insurance for Equity Investment
[7 empty] | PRI Coverage, as a % of Total Equity Investment |  |  |  | 0% |  |  | 0%
[7 empty] | Term of Political Risk Insurance |  | years |  | 0 |  |  | 0
[7 empty] | Front-end Fee |  | bps |  | 0 |  |  | 0
[7 empty] | Annual Political Risk Insurance Premium |  | bps |  | 0 |  |  | 0
FINANCIAL DERISKING INSTRUMENTS - WITH RESERVES (COST TO PUBLIC SECTOR)
Guidance [Ungroup to reveal]
Paid-in-capital multiplier refers to the ability of multilateral development banks to leverage paid-in capital on the international bond markets.
If multiplier is not used, please assign 1
|  |  | Risk Category |  |  | Financial Instrument Reserve Allocation | [6 empty] | Renewable Energy
|  |  | Financing Risk / Counterparty Risk |  |  | Public Loans
[8 empty] | Minimum Capital Requirement for Public Loans, as a % of Total Value | % |  |  |  | 25%
|  |  | Financing Risk / Counterparty Risk |  |  | Public Guarantees
[8 empty] | Public Cost Reserve Allocation for Public Guarantees, as a % of Total Value | % |  |  |  | 0%
|  |  | Political Risk |  |  | Political Risk Insurance for Equity Investmnet
[8 empty] | Public Cost Reserve allocation for Political Risk Insurance, as a % of Total Value | % |  |  |  | 0%
Public Cost Leverage Inputs
|  |  |  | Use of Paid-in Capital Leverage Multiplier | [8 empty] | No
|  |  |  | Paid-in Capital Leverage Multiplier |  |  |  |  | Multiple |  |  |  | 1
D. STAGE 3: LCOE
GENERATION COSTS - RESOURCE INPUTS
Renewable Energy
|  |  | Full Load Hours | [5 empty] | hours/year |  |  |  | 1699.44
|  |  | Load Factor | [5 empty] | % |  |  |  | 19.4%
|  |  | Annual degradation rate | [5 empty] | % |  |  |  | 0.5%
GENERATION COSTS - OPERATIONAL INPUTS
Guidance [Ungroup to reveal]
For depreciation, propose value for non-depreciable is set to 5% to reflect land
[11 empty] | Pre-derisking |  |  | Post-derisking
Operations & Maintenance Calculation (inflation adjusted)
[5 empty] | Operations & Maintenance Expense, year 1 |  |  |  | EUR/MW |  | 16065 |  |  | 16065
[5 empty] | Operations & Maintenance Expense, annual increase |  |  |  | % |  | 2% |  |  | 2%
Depreciation Allocation
|  |  |  | Straight Line |  |  |  |  | % |  | 95% |  |  | 95%
|  |  |  | Non-depreciable |  |  |  |  | % |  | 5% |  |  | 5%
GRID INTERCONNECTION COSTS
Guidance [Ungroup to reveal]
This module is applicable if grid interconnection costs are not already factored into overall installed cost/MW assumption.
Renewable Energy
|  |  | Cost per Km of Individual Transmission Line | [5 empty] | EUR |  |  |  | 0
|  |  | Voltage of Transmission Line | [5 empty] | kV |  |  |  | 0
|  |  | Typical length of Transmission Line | [5 empty] | Km |  |  |  | 0
|  |  | Number of Transmission Lines (Redundancy) | [5 empty] | # |  |  |  | 0
|  |  | Cost per Sub Station | [5 empty] | EUR |  |  |  | 0
|  |  | Typical size of RE Plant | [5 empty] | MW |  |  |  | 1
Renewable Energy
|  |  | Total Cost of Tranmission Lines to Meet Target Installed Capacity | [5 empty] | EUR |  |  |  | 0
|  |  | Total Cost of Sub-Stations to Meet Target Installed Capacity | [5 empty] | EUR |  |  |  | 0
|  |  | Total Grid Interconnection Costs | [5 empty] | EUR |  |  |  | 0

## IV. LCOE, Baseline Energy Mix
VERSION 2.0 (AUGUST 2017)
IV. LCOE, BASELINE ENERGY MIX
This sheet is organised into three sections.
A. LCOE Models by Baseline Technology
B. Financing, Supporting Calculations
C. Depreciation, Supporting Calculations
A. LCOE MODELS BY BASELINE TECHNOLOGY
| Year |  |  |  |  | 0 | 1 | 2 | 3 | 4 | 5 | 6 | 7 | 8 | 9 | 10 | 11 | 12 | 13 | 14 | 15 | 16 | 17 | 18 | 19 | 20 | 21 | 22 | 23 | 24 | 25 | 26 | 27 | 28 | 29 | 30 | 31 | 32 | 33 | 34 | 35 | 36 | 37 | 38 | 39 | 40 | 41 | 42 | 43 | 44 | 45 | 46 | 47 | 48 | 49 | 50
CCGT
| Plant Operation | [5 empty] | 1 | 1 | 1 | 1 | 1 | 1 | 1 | 1 | 1 | 1 | 1 | 1 | 1 | 1 | 1 | 1 | 1 | 1 | 1 | 1 | 1 | 1 | 1 | 1 | 1 | 0 | 0 | 0 | 0 | 0 | 0 | 0 | 0 | 0 | 0 | 0 | 0 | 0 | 0 | 0 | 0 | 0 | 0 | 0 | 0 | 0 | 0 | 0 | 0 | 0
| Energy production |  |  |  | MWh |  | 7227 | 7227 | 7227 | 7227 | 7227 | 7227 | 7227 | 7227 | 7227 | 7227 | 7227 | 7227 | 7227 | 7227 | 7227 | 7227 | 7227 | 7227 | 7227 | 7227 | 7227 | 7227 | 7227 | 7227 | 7227 | 0 | 0 | 0 | 0 | 0 | 0 | 0 | 0 | 0 | 0 | 0 | 0 | 0 | 0 | 0 | 0 | 0 | 0 | 0 | 0 | 0 | 0 | 0 | 0 | 0
Operating & Financial Expenses
| Operations & Maintenance Expenses, excluding fuel cost |  |  |  | € |  | 15313 | 15619.26 | 15931.6452 | 16250.2781 | 16575.2837 | 16906.7893 | 17244.9251 | 17589.8236 | 17941.6201 | 18300.4525 | 18666.4616 | 19039.7908 | 19420.5866 | 19808.9983 | 20205.1783 | 20609.2819 | 21021.4675 | 21441.8969 | 21870.7348 | 22308.1495 | 22754.3125 | 23209.3987 | 23673.5867 | 24147.0584 | 24629.9996 | 0 | 0 | 0 | 0 | 0 | 0 | 0 | 0 | 0 | 0 | 0 | 0 | 0 | 0 | 0 | 0 | 0 | 0 | 0 | 0 | 0 | 0 | 0 | 0 | 0
| Fuel Cost |  |  |  | €/MWh |  | 18.971 | 19.2981 | 19.2981 | 19.6252 | 19.9523 | 19.9523 | 20.2794 | 20.6065 | 20.716 | 20.9347 | 21.1556 | 21.379 | 21.5877 | 21.8327 | 22.0631 | 22.296 | 22.5313 | 22.7692 | 23.0095 | 23.2524 | 23.4978 | 23.7458 | 23.9965 | 24.2498 | 24.5057 | 0 | 0 | 0 | 0 | 0 | 0 | 0 | 0 | 0 | 0 | 0 | 0 | 0 | 0 | 0 | 0 | 0 | 0 | 0 | 0 | 0 | 0 | 0 | 0 | 0
|  | Approach 1 - User-defined, annually adjusted |  |  |  |  | 0 | 0 | 0 | 0 | 0 | 0 | 0 | 0 | 0 | 0 | 0 | 0 | 0 | 0 | 0 | 0 | 0 | 0 | 0 | 0 | 0 | 0 | 0 | 0 | 0 | 0 | 0 | 0 | 0 | 0 | 0 | 0 | 0 | 0 | 0 | 0 | 0 | 0 | 0 | 0 | 0 | 0 | 0 | 0 | 0 | 0 | 0 | 0 | 0 | 0
|  | Approach 2 - User-defined, linear function |  |  |  |  | 0 | 0 | 0 | 0 | 0 | 0 | 0 | 0 | 0 | 0 | 0 | 0 | 0 | 0 | 0 | 0 | 0 | 0 | 0 | 0 | 0 | 0 | 0 | 0 | 0 | 0 | 0 | 0 | 0 | 0 | 0 | 0 | 0 | 0 | 0 | 0 | 0 | 0 | 0 | 0 | 0 | 0 | 0 | 0 | 0 | 0 | 0 | 0 | 0 | 0
|  | Approach 3 - Manual Entry |  |  |  |  | 18.971 | 19.2981 | 19.2981 | 19.6252 | 19.9523 | 19.9523 | 20.2794 | 20.6065 | 20.716 | 20.9347 | 21.1556 | 21.379 | 21.5877 | 21.8327 | 22.0631 | 22.296 | 22.5313 | 22.7692 | 23.0095 | 23.2524 | 23.4978 | 23.7458 | 23.9965 | 24.2498 | 24.5057 | 0 | 0 | 0 | 0 | 0 | 0 | 0 | 0 | 0 | 0 | 0 | 0 | 0 | 0 | 0 | 0 | 0 | 0 | 0 | 0 | 0 | 0 | 0 | 0 | 0
| Total Fuel Cost |  |  |  | € |  | 253895.4677 | 258272.9758 | 258272.9758 | 262650.4839 | 267027.9919 | 267027.9919 | 271405.5 | 275783.008 | 277249.2606 | 280175.7148 | 283133.0587 | 286121.6183 | 288915.5322 | 292193.706 | 295277.9037 | 298394.656 | 301544.3066 | 304727.2028 | 307943.6954 | 311194.1392 | 314478.8924 | 317798.3173 | 321152.7797 | 324542.6496 | 327968.3006 | 0 | 0 | 0 | 0 | 0 | 0 | 0 | 0 | 0 | 0 | 0 | 0 | 0 | 0 | 0 | 0 | 0 | 0 | 0 | 0 | 0 | 0 | 0 | 0 | 0
| Depreciation |  |  |  | € |  | 25747.88 | 25747.88 | 25747.88 | 25747.88 | 25747.88 | 25747.88 | 25747.88 | 25747.88 | 25747.88 | 25747.88 | 25747.88 | 25747.88 | 25747.88 | 25747.88 | 25747.88 | 25747.88 | 25747.88 | 25747.88 | 25747.88 | 25747.88 | 25747.88 | 25747.88 | 25747.88 | 25747.88 | 25747.88 | 0 | 0 | 0 | 0 | 0 | 0 | 0 | 0 | 0 | 0 | 0 | 0 | 0 | 0 | 0 | 0 | 0 | 0 | 0 | 0 | 0 | 0 | 0 | 0 | 0
| Interest Expense, public loan |  |  |  | € |  | 0 | 0 | 0 | 0 | 0 | 0 | 0 | 0 | 0 | 0 | 0 | 0 | 0 | 0 | 0 | 0 | 0 | 0 | 0 | 0 | 0 | 0 | 0 | 0 | 0 | 0 | 0 | 0 | 0 | 0 | 0 | 0 | 0 | 0 | 0 | 0 | 0 | 0 | 0 | 0 | 0 | 0 | 0 | 0 | 0 | 0 | 0 | 0 | 0 | 0
| Interest Expense, commercial loan with public guarantees |  |  |  | € |  | 0 | 0 | 0 | 0 | 0 | 0 | 0 | 0 | 0 | 0 | 0 | 0 | 0 | 0 | 0 | 0 | 0 | 0 | 0 | 0 | 0 | 0 | 0 | 0 | 0 | 0 | 0 | 0 | 0 | 0 | 0 | 0 | 0 | 0 | 0 | 0 | 0 | 0 | 0 | 0 | 0 | 0 | 0 | 0 | 0 | 0 | 0 | 0 | 0 | 0
| Interest Expense, commercial loan without public guarantees |  |  |  | € |  | 32828.547 | 31078.8362 | 29210.1451 | 27214.383 | 25082.9091 | 22806.495 | 20375.2847 | 17778.7521 | 15005.6552 | 12043.9878 | 8880.9271 | 5502.7781 | 0 | 0 | 0 | 0 | 0 | 0 | 0 | 0 | 0 | 0 | 0 | 0 | 0 | 0 | 0 | 0 | 0 | 0 | 0 | 0 | 0 | 0 | 0 | 0 | 0 | 0 | 0 | 0 | 0 | 0 | 0 | 0 | 0 | 0 | 0 | 0 | 0 | 0
| Front-end Fees |  |  |  | € |  | 0 | 0 | 0 | 0 | 0 | 0 | 0 | 0 | 0 | 0 | 0 | 0 | 0 | 0 | 0 | 0 | 0 | 0 | 0 | 0 | 0 | 0 | 0 | 0 | 0 | 0 | 0 | 0 | 0 | 0 | 0 | 0 | 0 | 0 | 0 | 0 | 0 | 0 | 0 | 0 | 0 | 0 | 0 | 0 | 0 | 0 | 0 | 0 | 0 | 0
| Public Guarantee Fees |  |  |  | € |  | 0 | 0 | 0 | 0 | 0 | 0 | 0 | 0 | 0 | 0 | 0 | 0 | 0 | 0 | 0 | 0 | 0 | 0 | 0 | 0 | 0 | 0 | 0 | 0 | 0 | 0 | 0 | 0 | 0 | 0 | 0 | 0 | 0 | 0 | 0 | 0 | 0 | 0 | 0 | 0 | 0 | 0 | 0 | 0 | 0 | 0 | 0 | 0 | 0 | 0
| Political Risk Insurance - Fees & Annual Premium Payments |  |  |  | € |  | 0 | 0 | 0 | 0 | 0 | 0 | 0 | 0 | 0 | 0 | 0 | 0 | 0 | 0 | 0 | 0 | 0 | 0 | 0 | 0 | 0 | 0 | 0 | 0 | 0 | 0 | 0 | 0 | 0 | 0 | 0 | 0 | 0 | 0 | 0 | 0 | 0 | 0 | 0 | 0 | 0 | 0 | 0 | 0 | 0 | 0 | 0 | 0 | 0 | 0
After-Tax LCOE (Prederisking)
| Operations & Maintenance Expenses, excluding fuel cost |  |  |  | € |  | -15313 | -15619.26 | -15931.6452 | -16250.2781 | -16575.2837 | -16906.7893 | -17244.9251 | -17589.8236 | -17941.6201 | -18300.4525 | -18666.4616 | -19039.7908 | -19420.5866 | -19808.9983 | -20205.1783 | -20609.2819 | -21021.4675 | -21441.8969 | -21870.7348 | -22308.1495 | -22754.3125 | -23209.3987 | -23673.5867 | -24147.0584 | -24629.9996 | 0 | 0 | 0 | 0 | 0 | 0 | 0 | 0 | 0 | 0 | 0 | 0 | 0 | 0 | 0 | 0 | 0 | 0 | 0 | 0 | 0 | 0 | 0 | 0 | 0
| Fuel Cost |  |  |  | € |  | -253895.4677 | -258272.9758 | -258272.9758 | -262650.4839 | -267027.9919 | -267027.9919 | -271405.5 | -275783.008 | -277249.2606 | -280175.7148 | -283133.0587 | -286121.6183 | -288915.5322 | -292193.706 | -295277.9037 | -298394.656 | -301544.3066 | -304727.2028 | -307943.6954 | -311194.1392 | -314478.8924 | -317798.3173 | -321152.7797 | -324542.6496 | -327968.3006 | 0 | 0 | 0 | 0 | 0 | 0 | 0 | 0 | 0 | 0 | 0 | 0 | 0 | 0 | 0 | 0 | 0 | 0 | 0 | 0 | 0 | 0 | 0 | 0 | 0
| Front-end Fees |  |  |  | € |  | 0 | 0 | 0 | 0 | 0 | 0 | 0 | 0 | 0 | 0 | 0 | 0 | 0 | 0 | 0 | 0 | 0 | 0 | 0 | 0 | 0 | 0 | 0 | 0 | 0 | 0 | 0 | 0 | 0 | 0 | 0 | 0 | 0 | 0 | 0 | 0 | 0 | 0 | 0 | 0 | 0 | 0 | 0 | 0 | 0 | 0 | 0 | 0 | 0 | 0
| Public Guarantee Fees |  |  |  | € |  | 0 | 0 | 0 | 0 | 0 | 0 | 0 | 0 | 0 | 0 | 0 | 0 | 0 | 0 | 0 | 0 | 0 | 0 | 0 | 0 | 0 | 0 | 0 | 0 | 0 | 0 | 0 | 0 | 0 | 0 | 0 | 0 | 0 | 0 | 0 | 0 | 0 | 0 | 0 | 0 | 0 | 0 | 0 | 0 | 0 | 0 | 0 | 0 | 0 | 0
| Political Risk Insurance - Fees & Annual Premium Payments |  |  |  | € |  | 0 | 0 | 0 | 0 | 0 | 0 | 0 | 0 | 0 | 0 | 0 | 0 | 0 | 0 | 0 | 0 | 0 | 0 | 0 | 0 | 0 | 0 | 0 | 0 | 0 | 0 | 0 | 0 | 0 | 0 | 0 | 0 | 0 | 0 | 0 | 0 | 0 | 0 | 0 | 0 | 0 | 0 | 0 | 0 | 0 | 0 | 0 | 0 | 0 | 0
| Debt Financing Costs (principal and interest payments) |  |  |  | € |  | -58559.5877 | -58559.5877 | -58559.5877 | -58559.5877 | -58559.5877 | -58559.5877 | -58559.5877 | -58559.5877 | -58559.5877 | -58559.5877 | -58559.5877 | -58559.5877 | 0 | 0 | 0 | 0 | 0 | 0 | 0 | 0 | 0 | 0 | 0 | 0 | 0 | 0 | 0 | 0 | 0 | 0 | 0 | 0 | 0 | 0 | 0 | 0 | 0 | 0 | 0 | 0 | 0 | 0 | 0 | 0 | 0 | 0 | 0 | 0 | 0 | 0
| Tax benefit of O&M expenses, depreciation, interest expense, and other financial expenses |  |  |  | € |  | 81946.2237 | 82679.738 | 82290.6615 | 82965.7562 | 83608.5162 | 83122.2891 | 83693.3974 | 84224.8659 | 83986.104 | 84067.0088 | 84107.0818 | 84103.0168 | 83520.9997 | 84437.6461 | 85307.7405 | 86187.9545 | 87078.4135 | 87979.2449 | 88890.5776 | 89812.5422 | 90745.2712 | 91688.899 | 92643.5616 | 93609.397 | 94586.545 | 0 | 0 | 0 | 0 | 0 | 0 | 0 | 0 | 0 | 0 | 0 | 0 | 0 | 0 | 0 | 0 | 0 | 0 | 0 | 0 | 0 | 0 | 0 | 0 | 0
| Total costs |  |  |  | € | -160924.25 | -245821.8317 | -249772.0855 | -250473.5472 | -254494.5934 | -258554.3471 | -259372.0799 | -263516.6154 | -267707.5534 | -269764.3644 | -272968.7462 | -276252.0261 | -279617.98 | -224815.1191 | -227565.0583 | -230175.3415 | -232815.9834 | -235487.3606 | -238189.8547 | -240923.8527 | -243689.7465 | -246487.9337 | -249318.817 | -252182.8048 | -255080.311 | -258011.7551 | 0 | 0 | 0 | 0 | 0 | 0 | 0 | 0 | 0 | 0 | 0 | 0 | 0 | 0 | 0 | 0 | 0 | 0 | 0 | 0 | 0 | 0 | 0 | 0 | 0
| Cost of equity |  |  |  |  | 0: 14.45%
| Net Present Value of total costs |  |  |  |  | 0: -1858676.2287
| Net Present Value of generation |  |  |  |  | 0: -48301.0857
| LCOE (year 1) |  |  |  | €/MWh | 0: 38.481
| LCOE (year 1) adjusted for taxes |  |  |  | €/MWh | 0: 51.3081
Technology #2
| Plant Operation | [5 empty] | 0 | 0 | 0 | 0 | 0 | 0 | 0 | 0 | 0 | 0 | 0 | 0 | 0 | 0 | 0 | 0 | 0 | 0 | 0 | 0 | 0 | 0 | 0 | 0 | 0 | 0 | 0 | 0 | 0 | 0 | 0 | 0 | 0 | 0 | 0 | 0 | 0 | 0 | 0 | 0 | 0 | 0 | 0 | 0 | 0 | 0 | 0 | 0 | 0 | 0
| Energy production |  |  |  | MWh |  | 0 | 0 | 0 | 0 | 0 | 0 | 0 | 0 | 0 | 0 | 0 | 0 | 0 | 0 | 0 | 0 | 0 | 0 | 0 | 0 | 0 | 0 | 0 | 0 | 0 | 0 | 0 | 0 | 0 | 0 | 0 | 0 | 0 | 0 | 0 | 0 | 0 | 0 | 0 | 0 | 0 | 0 | 0 | 0 | 0 | 0 | 0 | 0 | 0 | 0
Operating & Financial Expenses
| Operations & Maintenance Expenses, excluding fuel cost |  |  |  | € |  | 0 | 0 | 0 | 0 | 0 | 0 | 0 | 0 | 0 | 0 | 0 | 0 | 0 | 0 | 0 | 0 | 0 | 0 | 0 | 0 | 0 | 0 | 0 | 0 | 0 | 0 | 0 | 0 | 0 | 0 | 0 | 0 | 0 | 0 | 0 | 0 | 0 | 0 | 0 | 0 | 0 | 0 | 0 | 0 | 0 | 0 | 0 | 0 | 0 | 0
| Fuel Cost |  |  |  | €/MWh |  | 0 | 0 | 0 | 0 | 0 | 0 | 0 | 0 | 0 | 0 | 0 | 0 | 0 | 0 | 0 | 0 | 0 | 0 | 0 | 0 | 0 | 0 | 0 | 0 | 0 | 0 | 0 | 0 | 0 | 0 | 0 | 0 | 0 | 0 | 0 | 0 | 0 | 0 | 0 | 0 | 0 | 0 | 0 | 0 | 0 | 0 | 0 | 0 | 0 | 0
|  | Approach 1 - User-defined, annually adjusted |  |  |  |  | 0 | 0 | 0 | 0 | 0 | 0 | 0 | 0 | 0 | 0 | 0 | 0 | 0 | 0 | 0 | 0 | 0 | 0 | 0 | 0 | 0 | 0 | 0 | 0 | 0 | 0 | 0 | 0 | 0 | 0 | 0 | 0 | 0 | 0 | 0 | 0 | 0 | 0 | 0 | 0 | 0 | 0 | 0 | 0 | 0 | 0 | 0 | 0 | 0 | 0
|  | Approach 2 - User-defined, linear function |  |  |  |  | 0 | 0 | 0 | 0 | 0 | 0 | 0 | 0 | 0 | 0 | 0 | 0 | 0 | 0 | 0 | 0 | 0 | 0 | 0 | 0 | 0 | 0 | 0 | 0 | 0 | 0 | 0 | 0 | 0 | 0 | 0 | 0 | 0 | 0 | 0 | 0 | 0 | 0 | 0 | 0 | 0 | 0 | 0 | 0 | 0 | 0 | 0 | 0 | 0 | 0
|  | Approach 3 - Manual Entry |  |  |  |  | 0 | 0 | 0 | 0 | 0 | 0 | 0 | 0 | 0 | 0 | 0 | 0 | 0 | 0 | 0 | 0 | 0 | 0 | 0 | 0 | 0 | 0 | 0 | 0 | 0 | 0 | 0 | 0 | 0 | 0 | 0 | 0 | 0 | 0 | 0 | 0 | 0 | 0 | 0 | 0 | 0 | 0 | 0 | 0 | 0 | 0 | 0 | 0 | 0 | 0
| Total Fuel Cost |  |  |  | € |  | 0 | 0 | 0 | 0 | 0 | 0 | 0 | 0 | 0 | 0 | 0 | 0 | 0 | 0 | 0 | 0 | 0 | 0 | 0 | 0 | 0 | 0 | 0 | 0 | 0 | 0 | 0 | 0 | 0 | 0 | 0 | 0 | 0 | 0 | 0 | 0 | 0 | 0 | 0 | 0 | 0 | 0 | 0 | 0 | 0 | 0 | 0 | 0 | 0 | 0
| Depreciation |  |  |  | € |  | 0 | 0 | 0 | 0 | 0 | 0 | 0 | 0 | 0 | 0 | 0 | 0 | 0 | 0 | 0 | 0 | 0 | 0 | 0 | 0 | 0 | 0 | 0 | 0 | 0 | 0 | 0 | 0 | 0 | 0 | 0 | 0 | 0 | 0 | 0 | 0 | 0 | 0 | 0 | 0 | 0 | 0 | 0 | 0 | 0 | 0 | 0 | 0 | 0 | 0
| Interest Expense, public loan |  |  |  | € |  | 0 | 0 | 0 | 0 | 0 | 0 | 0 | 0 | 0 | 0 | 0 | 0 | 0 | 0 | 0 | 0 | 0 | 0 | 0 | 0 | 0 | 0 | 0 | 0 | 0 | 0 | 0 | 0 | 0 | 0 | 0 | 0 | 0 | 0 | 0 | 0 | 0 | 0 | 0 | 0 | 0 | 0 | 0 | 0 | 0 | 0 | 0 | 0 | 0 | 0
| Interest Expense, commercial loan with public guarantees |  |  |  | € |  | 0 | 0 | 0 | 0 | 0 | 0 | 0 | 0 | 0 | 0 | 0 | 0 | 0 | 0 | 0 | 0 | 0 | 0 | 0 | 0 | 0 | 0 | 0 | 0 | 0 | 0 | 0 | 0 | 0 | 0 | 0 | 0 | 0 | 0 | 0 | 0 | 0 | 0 | 0 | 0 | 0 | 0 | 0 | 0 | 0 | 0 | 0 | 0 | 0 | 0
| Interest Expense, commercial loan without public guarantees |  |  |  | € |  | 0 | 0 | 0 | 0 | 0 | 0 | 0 | 0 | 0 | 0 | 0 | 0 | 0 | 0 | 0 | 0 | 0 | 0 | 0 | 0 | 0 | 0 | 0 | 0 | 0 | 0 | 0 | 0 | 0 | 0 | 0 | 0 | 0 | 0 | 0 | 0 | 0 | 0 | 0 | 0 | 0 | 0 | 0 | 0 | 0 | 0 | 0 | 0 | 0 | 0
| Front-end Fees |  |  |  | € |  | 0 | 0 | 0 | 0 | 0 | 0 | 0 | 0 | 0 | 0 | 0 | 0 | 0 | 0 | 0 | 0 | 0 | 0 | 0 | 0 | 0 | 0 | 0 | 0 | 0 | 0 | 0 | 0 | 0 | 0 | 0 | 0 | 0 | 0 | 0 | 0 | 0 | 0 | 0 | 0 | 0 | 0 | 0 | 0 | 0 | 0 | 0 | 0 | 0 | 0
| Public Guarantee Fees |  |  |  | € |  | 0 | 0 | 0 | 0 | 0 | 0 | 0 | 0 | 0 | 0 | 0 | 0 | 0 | 0 | 0 | 0 | 0 | 0 | 0 | 0 | 0 | 0 | 0 | 0 | 0 | 0 | 0 | 0 | 0 | 0 | 0 | 0 | 0 | 0 | 0 | 0 | 0 | 0 | 0 | 0 | 0 | 0 | 0 | 0 | 0 | 0 | 0 | 0 | 0 | 0
| Political Risk Insurance - Fees & Annual Premium Payments |  |  |  | € |  | 0 | 0 | 0 | 0 | 0 | 0 | 0 | 0 | 0 | 0 | 0 | 0 | 0 | 0 | 0 | 0 | 0 | 0 | 0 | 0 | 0 | 0 | 0 | 0 | 0 | 0 | 0 | 0 | 0 | 0 | 0 | 0 | 0 | 0 | 0 | 0 | 0 | 0 | 0 | 0 | 0 | 0 | 0 | 0 | 0 | 0 | 0 | 0 | 0 | 0
After-Tax LCOE (Prederisking)
| Operations & Maintenance Expenses, excluding fuel cost |  |  |  | € |  | 0 | 0 | 0 | 0 | 0 | 0 | 0 | 0 | 0 | 0 | 0 | 0 | 0 | 0 | 0 | 0 | 0 | 0 | 0 | 0 | 0 | 0 | 0 | 0 | 0 | 0 | 0 | 0 | 0 | 0 | 0 | 0 | 0 | 0 | 0 | 0 | 0 | 0 | 0 | 0 | 0 | 0 | 0 | 0 | 0 | 0 | 0 | 0 | 0 | 0
| Fuel Cost |  |  |  | € |  | 0 | 0 | 0 | 0 | 0 | 0 | 0 | 0 | 0 | 0 | 0 | 0 | 0 | 0 | 0 | 0 | 0 | 0 | 0 | 0 | 0 | 0 | 0 | 0 | 0 | 0 | 0 | 0 | 0 | 0 | 0 | 0 | 0 | 0 | 0 | 0 | 0 | 0 | 0 | 0 | 0 | 0 | 0 | 0 | 0 | 0 | 0 | 0 | 0 | 0
| Front-end Fees |  |  |  | € |  | 0 | 0 | 0 | 0 | 0 | 0 | 0 | 0 | 0 | 0 | 0 | 0 | 0 | 0 | 0 | 0 | 0 | 0 | 0 | 0 | 0 | 0 | 0 | 0 | 0 | 0 | 0 | 0 | 0 | 0 | 0 | 0 | 0 | 0 | 0 | 0 | 0 | 0 | 0 | 0 | 0 | 0 | 0 | 0 | 0 | 0 | 0 | 0 | 0 | 0
| Public Guarantee Fees |  |  |  | € |  | 0 | 0 | 0 | 0 | 0 | 0 | 0 | 0 | 0 | 0 | 0 | 0 | 0 | 0 | 0 | 0 | 0 | 0 | 0 | 0 | 0 | 0 | 0 | 0 | 0 | 0 | 0 | 0 | 0 | 0 | 0 | 0 | 0 | 0 | 0 | 0 | 0 | 0 | 0 | 0 | 0 | 0 | 0 | 0 | 0 | 0 | 0 | 0 | 0 | 0
| Political Risk Insurance - Fees & Annual Premium Payments |  |  |  | € |  | 0 | 0 | 0 | 0 | 0 | 0 | 0 | 0 | 0 | 0 | 0 | 0 | 0 | 0 | 0 | 0 | 0 | 0 | 0 | 0 | 0 | 0 | 0 | 0 | 0 | 0 | 0 | 0 | 0 | 0 | 0 | 0 | 0 | 0 | 0 | 0 | 0 | 0 | 0 | 0 | 0 | 0 | 0 | 0 | 0 | 0 | 0 | 0 | 0 | 0
| Debt Financing Costs (principal and interest payments) |  |  |  | € |  | 0 | 0 | 0 | 0 | 0 | 0 | 0 | 0 | 0 | 0 | 0 | 0 | 0 | 0 | 0 | 0 | 0 | 0 | 0 | 0 | 0 | 0 | 0 | 0 | 0 | 0 | 0 | 0 | 0 | 0 | 0 | 0 | 0 | 0 | 0 | 0 | 0 | 0 | 0 | 0 | 0 | 0 | 0 | 0 | 0 | 0 | 0 | 0 | 0 | 0
| Tax benefit of O&M expenses, depreciation, interest expense, and other financial expenses |  |  |  | € |  | 0 | 0 | 0 | 0 | 0 | 0 | 0 | 0 | 0 | 0 | 0 | 0 | 0 | 0 | 0 | 0 | 0 | 0 | 0 | 0 | 0 | 0 | 0 | 0 | 0 | 0 | 0 | 0 | 0 | 0 | 0 | 0 | 0 | 0 | 0 | 0 | 0 | 0 | 0 | 0 | 0 | 0 | 0 | 0 | 0 | 0 | 0 | 0 | 0 | 0
| Total costs |  |  |  | € | 0 | 0 | 0 | 0 | 0 | 0 | 0 | 0 | 0 | 0 | 0 | 0 | 0 | 0 | 0 | 0 | 0 | 0 | 0 | 0 | 0 | 0 | 0 | 0 | 0 | 0 | 0 | 0 | 0 | 0 | 0 | 0 | 0 | 0 | 0 | 0 | 0 | 0 | 0 | 0 | 0 | 0 | 0 | 0 | 0 | 0 | 0 | 0 | 0 | 0 | 0
Cost of equity | bar: 0 to 50
| Net Present Value of total costs |  |  |  |  | 0: 0
| Net Present Value of generation |  |  |  |  | 0: 0
| LCOE (year 1) |  |  |  | €/MWh | bar: 0 to 50
| LCOE (year 1) adjusted for taxes |  |  |  | €/MWh | bar: 0 to 50
| Year |  |  |  |  | 0 | 1 | 2 | 3 | 4 | 5 | 6 | 7 | 8 | 9 | 10 | 11 | 12 | 13 | 14 | 15 | 16 | 17 | 18 | 19 | 20 | 21 | 22 | 23 | 24 | 25 | 26 | 27 | 28 | 29 | 30 | 31 | 32 | 33 | 34 | 35 | 36 | 37 | 38 | 39 | 40 | 41 | 42 | 43 | 44 | 45 | 46 | 47 | 48 | 49 | 50
Technology #3
| Plant Operation | [5 empty] | 0 | 0 | 0 | 0 | 0 | 0 | 0 | 0 | 0 | 0 | 0 | 0 | 0 | 0 | 0 | 0 | 0 | 0 | 0 | 0 | 0 | 0 | 0 | 0 | 0 | 0 | 0 | 0 | 0 | 0 | 0 | 0 | 0 | 0 | 0 | 0 | 0 | 0 | 0 | 0 | 0 | 0 | 0 | 0 | 0 | 0 | 0 | 0 | 0 | 0
| Energy production |  |  |  | MWh |  | 0 | 0 | 0 | 0 | 0 | 0 | 0 | 0 | 0 | 0 | 0 | 0 | 0 | 0 | 0 | 0 | 0 | 0 | 0 | 0 | 0 | 0 | 0 | 0 | 0 | 0 | 0 | 0 | 0 | 0 | 0 | 0 | 0 | 0 | 0 | 0 | 0 | 0 | 0 | 0 | 0 | 0 | 0 | 0 | 0 | 0 | 0 | 0 | 0 | 0
Operating & Financial Expenses
| Operations & Maintenance Expenses, excluding fuel cost |  |  |  | € |  | 0 | 0 | 0 | 0 | 0 | 0 | 0 | 0 | 0 | 0 | 0 | 0 | 0 | 0 | 0 | 0 | 0 | 0 | 0 | 0 | 0 | 0 | 0 | 0 | 0 | 0 | 0 | 0 | 0 | 0 | 0 | 0 | 0 | 0 | 0 | 0 | 0 | 0 | 0 | 0 | 0 | 0 | 0 | 0 | 0 | 0 | 0 | 0 | 0 | 0
| Fuel Cost |  |  |  | €/MWh |  | 0 | 0 | 0 | 0 | 0 | 0 | 0 | 0 | 0 | 0 | 0 | 0 | 0 | 0 | 0 | 0 | 0 | 0 | 0 | 0 | 0 | 0 | 0 | 0 | 0 | 0 | 0 | 0 | 0 | 0 | 0 | 0 | 0 | 0 | 0 | 0 | 0 | 0 | 0 | 0 | 0 | 0 | 0 | 0 | 0 | 0 | 0 | 0 | 0 | 0
|  | Approach 1 - User-defined, annually adjusted |  |  |  |  | 0 | 0 | 0 | 0 | 0 | 0 | 0 | 0 | 0 | 0 | 0 | 0 | 0 | 0 | 0 | 0 | 0 | 0 | 0 | 0 | 0 | 0 | 0 | 0 | 0 | 0 | 0 | 0 | 0 | 0 | 0 | 0 | 0 | 0 | 0 | 0 | 0 | 0 | 0 | 0 | 0 | 0 | 0 | 0 | 0 | 0 | 0 | 0 | 0 | 0
|  | Approach 2 - User-defined, linear function |  |  |  |  | 0 | 0 | 0 | 0 | 0 | 0 | 0 | 0 | 0 | 0 | 0 | 0 | 0 | 0 | 0 | 0 | 0 | 0 | 0 | 0 | 0 | 0 | 0 | 0 | 0 | 0 | 0 | 0 | 0 | 0 | 0 | 0 | 0 | 0 | 0 | 0 | 0 | 0 | 0 | 0 | 0 | 0 | 0 | 0 | 0 | 0 | 0 | 0 | 0 | 0
|  | Approach 3 - Manual Entry |  |  |  |  | 0 | 0 | 0 | 0 | 0 | 0 | 0 | 0 | 0 | 0 | 0 | 0 | 0 | 0 | 0 | 0 | 0 | 0 | 0 | 0 | 0 | 0 | 0 | 0 | 0 | 0 | 0 | 0 | 0 | 0 | 0 | 0 | 0 | 0 | 0 | 0 | 0 | 0 | 0 | 0 | 0 | 0 | 0 | 0 | 0 | 0 | 0 | 0 | 0 | 0
| Total Fuel Cost |  |  |  | € |  | 0 | 0 | 0 | 0 | 0 | 0 | 0 | 0 | 0 | 0 | 0 | 0 | 0 | 0 | 0 | 0 | 0 | 0 | 0 | 0 | 0 | 0 | 0 | 0 | 0 | 0 | 0 | 0 | 0 | 0 | 0 | 0 | 0 | 0 | 0 | 0 | 0 | 0 | 0 | 0 | 0 | 0 | 0 | 0 | 0 | 0 | 0 | 0 | 0 | 0
| Depreciation |  |  |  | € |  | 0 | 0 | 0 | 0 | 0 | 0 | 0 | 0 | 0 | 0 | 0 | 0 | 0 | 0 | 0 | 0 | 0 | 0 | 0 | 0 | 0 | 0 | 0 | 0 | 0 | 0 | 0 | 0 | 0 | 0 | 0 | 0 | 0 | 0 | 0 | 0 | 0 | 0 | 0 | 0 | 0 | 0 | 0 | 0 | 0 | 0 | 0 | 0 | 0 | 0
| Interest Expense, public loan |  |  |  | € |  | 0 | 0 | 0 | 0 | 0 | 0 | 0 | 0 | 0 | 0 | 0 | 0 | 0 | 0 | 0 | 0 | 0 | 0 | 0 | 0 | 0 | 0 | 0 | 0 | 0 | 0 | 0 | 0 | 0 | 0 | 0 | 0 | 0 | 0 | 0 | 0 | 0 | 0 | 0 | 0 | 0 | 0 | 0 | 0 | 0 | 0 | 0 | 0 | 0 | 0
| Interest Expense, commercial loan with public guarantees |  |  |  | € |  | 0 | 0 | 0 | 0 | 0 | 0 | 0 | 0 | 0 | 0 | 0 | 0 | 0 | 0 | 0 | 0 | 0 | 0 | 0 | 0 | 0 | 0 | 0 | 0 | 0 | 0 | 0 | 0 | 0 | 0 | 0 | 0 | 0 | 0 | 0 | 0 | 0 | 0 | 0 | 0 | 0 | 0 | 0 | 0 | 0 | 0 | 0 | 0 | 0 | 0
| Interest Expense, commercial loan without public guarantees |  |  |  | € |  | 0 | 0 | 0 | 0 | 0 | 0 | 0 | 0 | 0 | 0 | 0 | 0 | 0 | 0 | 0 | 0 | 0 | 0 | 0 | 0 | 0 | 0 | 0 | 0 | 0 | 0 | 0 | 0 | 0 | 0 | 0 | 0 | 0 | 0 | 0 | 0 | 0 | 0 | 0 | 0 | 0 | 0 | 0 | 0 | 0 | 0 | 0 | 0 | 0 | 0
| Front-end Fees |  |  |  | € |  | 0 | 0 | 0 | 0 | 0 | 0 | 0 | 0 | 0 | 0 | 0 | 0 | 0 | 0 | 0 | 0 | 0 | 0 | 0 | 0 | 0 | 0 | 0 | 0 | 0 | 0 | 0 | 0 | 0 | 0 | 0 | 0 | 0 | 0 | 0 | 0 | 0 | 0 | 0 | 0 | 0 | 0 | 0 | 0 | 0 | 0 | 0 | 0 | 0 | 0
| Public Guarantee Fees |  |  |  | € |  | 0 | 0 | 0 | 0 | 0 | 0 | 0 | 0 | 0 | 0 | 0 | 0 | 0 | 0 | 0 | 0 | 0 | 0 | 0 | 0 | 0 | 0 | 0 | 0 | 0 | 0 | 0 | 0 | 0 | 0 | 0 | 0 | 0 | 0 | 0 | 0 | 0 | 0 | 0 | 0 | 0 | 0 | 0 | 0 | 0 | 0 | 0 | 0 | 0 | 0
| Political Risk Insurance - Fees & Annual Premium Payments |  |  |  | € |  | 0 | 0 | 0 | 0 | 0 | 0 | 0 | 0 | 0 | 0 | 0 | 0 | 0 | 0 | 0 | 0 | 0 | 0 | 0 | 0 | 0 | 0 | 0 | 0 | 0 | 0 | 0 | 0 | 0 | 0 | 0 | 0 | 0 | 0 | 0 | 0 | 0 | 0 | 0 | 0 | 0 | 0 | 0 | 0 | 0 | 0 | 0 | 0 | 0 | 0
After-Tax LCOE (Prederisking)
| Operations & Maintenance Expenses, excluding fuel cost |  |  |  | € |  | 0 | 0 | 0 | 0 | 0 | 0 | 0 | 0 | 0 | 0 | 0 | 0 | 0 | 0 | 0 | 0 | 0 | 0 | 0 | 0 | 0 | 0 | 0 | 0 | 0 | 0 | 0 | 0 | 0 | 0 | 0 | 0 | 0 | 0 | 0 | 0 | 0 | 0 | 0 | 0 | 0 | 0 | 0 | 0 | 0 | 0 | 0 | 0 | 0 | 0
| Fuel Cost |  |  |  | € |  | 0 | 0 | 0 | 0 | 0 | 0 | 0 | 0 | 0 | 0 | 0 | 0 | 0 | 0 | 0 | 0 | 0 | 0 | 0 | 0 | 0 | 0 | 0 | 0 | 0 | 0 | 0 | 0 | 0 | 0 | 0 | 0 | 0 | 0 | 0 | 0 | 0 | 0 | 0 | 0 | 0 | 0 | 0 | 0 | 0 | 0 | 0 | 0 | 0 | 0
| Front-end Fees |  |  |  | € |  | 0 | 0 | 0 | 0 | 0 | 0 | 0 | 0 | 0 | 0 | 0 | 0 | 0 | 0 | 0 | 0 | 0 | 0 | 0 | 0 | 0 | 0 | 0 | 0 | 0 | 0 | 0 | 0 | 0 | 0 | 0 | 0 | 0 | 0 | 0 | 0 | 0 | 0 | 0 | 0 | 0 | 0 | 0 | 0 | 0 | 0 | 0 | 0 | 0 | 0
| Public Guarantee Fees |  |  |  | € |  | 0 | 0 | 0 | 0 | 0 | 0 | 0 | 0 | 0 | 0 | 0 | 0 | 0 | 0 | 0 | 0 | 0 | 0 | 0 | 0 | 0 | 0 | 0 | 0 | 0 | 0 | 0 | 0 | 0 | 0 | 0 | 0 | 0 | 0 | 0 | 0 | 0 | 0 | 0 | 0 | 0 | 0 | 0 | 0 | 0 | 0 | 0 | 0 | 0 | 0
| Political Risk Insurance - Fees & Annual Premium Payments |  |  |  | € |  | 0 | 0 | 0 | 0 | 0 | 0 | 0 | 0 | 0 | 0 | 0 | 0 | 0 | 0 | 0 | 0 | 0 | 0 | 0 | 0 | 0 | 0 | 0 | 0 | 0 | 0 | 0 | 0 | 0 | 0 | 0 | 0 | 0 | 0 | 0 | 0 | 0 | 0 | 0 | 0 | 0 | 0 | 0 | 0 | 0 | 0 | 0 | 0 | 0 | 0
| Debt Financing Costs (principal and interest payments) |  |  |  | € |  | 0 | 0 | 0 | 0 | 0 | 0 | 0 | 0 | 0 | 0 | 0 | 0 | 0 | 0 | 0 | 0 | 0 | 0 | 0 | 0 | 0 | 0 | 0 | 0 | 0 | 0 | 0 | 0 | 0 | 0 | 0 | 0 | 0 | 0 | 0 | 0 | 0 | 0 | 0 | 0 | 0 | 0 | 0 | 0 | 0 | 0 | 0 | 0 | 0 | 0
| Tax benefit of O&M expenses, depreciation, interest expense, and other financial expenses |  |  |  | € |  | 0 | 0 | 0 | 0 | 0 | 0 | 0 | 0 | 0 | 0 | 0 | 0 | 0 | 0 | 0 | 0 | 0 | 0 | 0 | 0 | 0 | 0 | 0 | 0 | 0 | 0 | 0 | 0 | 0 | 0 | 0 | 0 | 0 | 0 | 0 | 0 | 0 | 0 | 0 | 0 | 0 | 0 | 0 | 0 | 0 | 0 | 0 | 0 | 0 | 0
| Total costs |  |  |  | € | 0 | 0 | 0 | 0 | 0 | 0 | 0 | 0 | 0 | 0 | 0 | 0 | 0 | 0 | 0 | 0 | 0 | 0 | 0 | 0 | 0 | 0 | 0 | 0 | 0 | 0 | 0 | 0 | 0 | 0 | 0 | 0 | 0 | 0 | 0 | 0 | 0 | 0 | 0 | 0 | 0 | 0 | 0 | 0 | 0 | 0 | 0 | 0 | 0 | 0 | 0
Cost of equity | bar: 0
| Net Present Value of total costs |  |  |  |  | 0: 0
| Net Present Value of generation |  |  |  |  | 0: 0
| LCOE (year 1) |  |  |  | €/MWh | bar: 0
| LCOE (year 1) adjusted for taxes |  |  |  | €/MWh | bar: 0
Technology #4
| Plant Operation | [5 empty] | 0 | 0 | 0 | 0 | 0 | 0 | 0 | 0 | 0 | 0 | 0 | 0 | 0 | 0 | 0 | 0 | 0 | 0 | 0 | 0 | 0 | 0 | 0 | 0 | 0 | 0 | 0 | 0 | 0 | 0 | 0 | 0 | 0 | 0 | 0 | 0 | 0 | 0 | 0 | 0 | 0 | 0 | 0 | 0 | 0 | 0 | 0 | 0 | 0 | 0
| Energy production |  |  |  | MWh |  | 0 | 0 | 0 | 0 | 0 | 0 | 0 | 0 | 0 | 0 | 0 | 0 | 0 | 0 | 0 | 0 | 0 | 0 | 0 | 0 | 0 | 0 | 0 | 0 | 0 | 0 | 0 | 0 | 0 | 0 | 0 | 0 | 0 | 0 | 0 | 0 | 0 | 0 | 0 | 0 | 0 | 0 | 0 | 0 | 0 | 0 | 0 | 0 | 0 | 0
Operating & Financial Expenses
| Operations & Maintenance Expenses, excluding fuel cost |  |  |  | € |  | 0 | 0 | 0 | 0 | 0 | 0 | 0 | 0 | 0 | 0 | 0 | 0 | 0 | 0 | 0 | 0 | 0 | 0 | 0 | 0 | 0 | 0 | 0 | 0 | 0 | 0 | 0 | 0 | 0 | 0 | 0 | 0 | 0 | 0 | 0 | 0 | 0 | 0 | 0 | 0 | 0 | 0 | 0 | 0 | 0 | 0 | 0 | 0 | 0 | 0
| Fuel Cost |  |  |  | €/MWh |  | 0 | 0 | 0 | 0 | 0 | 0 | 0 | 0 | 0 | 0 | 0 | 0 | 0 | 0 | 0 | 0 | 0 | 0 | 0 | 0 | 0 | 0 | 0 | 0 | 0 | 0 | 0 | 0 | 0 | 0 | 0 | 0 | 0 | 0 | 0 | 0 | 0 | 0 | 0 | 0 | 0 | 0 | 0 | 0 | 0 | 0 | 0 | 0 | 0 | 0
|  | Approach 1 - User-defined, annually adjusted |  |  |  |  | 0 | 0 | 0 | 0 | 0 | 0 | 0 | 0 | 0 | 0 | 0 | 0 | 0 | 0 | 0 | 0 | 0 | 0 | 0 | 0 | 0 | 0 | 0 | 0 | 0 | 0 | 0 | 0 | 0 | 0 | 0 | 0 | 0 | 0 | 0 | 0 | 0 | 0 | 0 | 0 | 0 | 0 | 0 | 0 | 0 | 0 | 0 | 0 | 0 | 0
|  | Approach 2 - User-defined, linear function |  |  |  |  | 0 | 0 | 0 | 0 | 0 | 0 | 0 | 0 | 0 | 0 | 0 | 0 | 0 | 0 | 0 | 0 | 0 | 0 | 0 | 0 | 0 | 0 | 0 | 0 | 0 | 0 | 0 | 0 | 0 | 0 | 0 | 0 | 0 | 0 | 0 | 0 | 0 | 0 | 0 | 0 | 0 | 0 | 0 | 0 | 0 | 0 | 0 | 0 | 0 | 0
|  | Approach 3 - Manual Entry |  |  |  |  | 0 | 0 | 0 | 0 | 0 | 0 | 0 | 0 | 0 | 0 | 0 | 0 | 0 | 0 | 0 | 0 | 0 | 0 | 0 | 0 | 0 | 0 | 0 | 0 | 0 | 0 | 0 | 0 | 0 | 0 | 0 | 0 | 0 | 0 | 0 | 0 | 0 | 0 | 0 | 0 | 0 | 0 | 0 | 0 | 0 | 0 | 0 | 0 | 0 | 0
| Total Fuel Cost |  |  |  | € |  | 0 | 0 | 0 | 0 | 0 | 0 | 0 | 0 | 0 | 0 | 0 | 0 | 0 | 0 | 0 | 0 | 0 | 0 | 0 | 0 | 0 | 0 | 0 | 0 | 0 | 0 | 0 | 0 | 0 | 0 | 0 | 0 | 0 | 0 | 0 | 0 | 0 | 0 | 0 | 0 | 0 | 0 | 0 | 0 | 0 | 0 | 0 | 0 | 0 | 0
| Depreciation |  |  |  | € |  | 0 | 0 | 0 | 0 | 0 | 0 | 0 | 0 | 0 | 0 | 0 | 0 | 0 | 0 | 0 | 0 | 0 | 0 | 0 | 0 | 0 | 0 | 0 | 0 | 0 | 0 | 0 | 0 | 0 | 0 | 0 | 0 | 0 | 0 | 0 | 0 | 0 | 0 | 0 | 0 | 0 | 0 | 0 | 0 | 0 | 0 | 0 | 0 | 0 | 0
| Interest Expense, public loan |  |  |  | € |  | 0 | 0 | 0 | 0 | 0 | 0 | 0 | 0 | 0 | 0 | 0 | 0 | 0 | 0 | 0 | 0 | 0 | 0 | 0 | 0 | 0 | 0 | 0 | 0 | 0 | 0 | 0 | 0 | 0 | 0 | 0 | 0 | 0 | 0 | 0 | 0 | 0 | 0 | 0 | 0 | 0 | 0 | 0 | 0 | 0 | 0 | 0 | 0 | 0 | 0
| Interest Expense, commercial loan with public guarantees |  |  |  | € |  | 0 | 0 | 0 | 0 | 0 | 0 | 0 | 0 | 0 | 0 | 0 | 0 | 0 | 0 | 0 | 0 | 0 | 0 | 0 | 0 | 0 | 0 | 0 | 0 | 0 | 0 | 0 | 0 | 0 | 0 | 0 | 0 | 0 | 0 | 0 | 0 | 0 | 0 | 0 | 0 | 0 | 0 | 0 | 0 | 0 | 0 | 0 | 0 | 0 | 0
| Interest Expense, commercial loan without public guarantees |  |  |  | € |  | 0 | 0 | 0 | 0 | 0 | 0 | 0 | 0 | 0 | 0 | 0 | 0 | 0 | 0 | 0 | 0 | 0 | 0 | 0 | 0 | 0 | 0 | 0 | 0 | 0 | 0 | 0 | 0 | 0 | 0 | 0 | 0 | 0 | 0 | 0 | 0 | 0 | 0 | 0 | 0 | 0 | 0 | 0 | 0 | 0 | 0 | 0 | 0 | 0 | 0
| Front-end Fees |  |  |  | € |  | 0 | 0 | 0 | 0 | 0 | 0 | 0 | 0 | 0 | 0 | 0 | 0 | 0 | 0 | 0 | 0 | 0 | 0 | 0 | 0 | 0 | 0 | 0 | 0 | 0 | 0 | 0 | 0 | 0 | 0 | 0 | 0 | 0 | 0 | 0 | 0 | 0 | 0 | 0 | 0 | 0 | 0 | 0 | 0 | 0 | 0 | 0 | 0 | 0 | 0
| Public Guarantee Fees |  |  |  | € |  | 0 | 0 | 0 | 0 | 0 | 0 | 0 | 0 | 0 | 0 | 0 | 0 | 0 | 0 | 0 | 0 | 0 | 0 | 0 | 0 | 0 | 0 | 0 | 0 | 0 | 0 | 0 | 0 | 0 | 0 | 0 | 0 | 0 | 0 | 0 | 0 | 0 | 0 | 0 | 0 | 0 | 0 | 0 | 0 | 0 | 0 | 0 | 0 | 0 | 0
| Political Risk Insurance - Fees & Annual Premium Payments |  |  |  | € |  | 0 | 0 | 0 | 0 | 0 | 0 | 0 | 0 | 0 | 0 | 0 | 0 | 0 | 0 | 0 | 0 | 0 | 0 | 0 | 0 | 0 | 0 | 0 | 0 | 0 | 0 | 0 | 0 | 0 | 0 | 0 | 0 | 0 | 0 | 0 | 0 | 0 | 0 | 0 | 0 | 0 | 0 | 0 | 0 | 0 | 0 | 0 | 0 | 0 | 0
After-Tax LCOE (Prederisking)
| Operations & Maintenance Expenses, excluding fuel cost |  |  |  | € |  | 0 | 0 | 0 | 0 | 0 | 0 | 0 | 0 | 0 | 0 | 0 | 0 | 0 | 0 | 0 | 0 | 0 | 0 | 0 | 0 | 0 | 0 | 0 | 0 | 0 | 0 | 0 | 0 | 0 | 0 | 0 | 0 | 0 | 0 | 0 | 0 | 0 | 0 | 0 | 0 | 0 | 0 | 0 | 0 | 0 | 0 | 0 | 0 | 0 | 0
| Fuel Cost |  |  |  | € |  | 0 | 0 | 0 | 0 | 0 | 0 | 0 | 0 | 0 | 0 | 0 | 0 | 0 | 0 | 0 | 0 | 0 | 0 | 0 | 0 | 0 | 0 | 0 | 0 | 0 | 0 | 0 | 0 | 0 | 0 | 0 | 0 | 0 | 0 | 0 | 0 | 0 | 0 | 0 | 0 | 0 | 0 | 0 | 0 | 0 | 0 | 0 | 0 | 0 | 0
| Front-end Fees |  |  |  | € |  | 0 | 0 | 0 | 0 | 0 | 0 | 0 | 0 | 0 | 0 | 0 | 0 | 0 | 0 | 0 | 0 | 0 | 0 | 0 | 0 | 0 | 0 | 0 | 0 | 0 | 0 | 0 | 0 | 0 | 0 | 0 | 0 | 0 | 0 | 0 | 0 | 0 | 0 | 0 | 0 | 0 | 0 | 0 | 0 | 0 | 0 | 0 | 0 | 0 | 0
| Public Guarantee Fees |  |  |  | € |  | 0 | 0 | 0 | 0 | 0 | 0 | 0 | 0 | 0 | 0 | 0 | 0 | 0 | 0 | 0 | 0 | 0 | 0 | 0 | 0 | 0 | 0 | 0 | 0 | 0 | 0 | 0 | 0 | 0 | 0 | 0 | 0 | 0 | 0 | 0 | 0 | 0 | 0 | 0 | 0 | 0 | 0 | 0 | 0 | 0 | 0 | 0 | 0 | 0 | 0
| Political Risk Insurance - Fees & Annual Premium Payments |  |  |  | € |  | 0 | 0 | 0 | 0 | 0 | 0 | 0 | 0 | 0 | 0 | 0 | 0 | 0 | 0 | 0 | 0 | 0 | 0 | 0 | 0 | 0 | 0 | 0 | 0 | 0 | 0 | 0 | 0 | 0 | 0 | 0 | 0 | 0 | 0 | 0 | 0 | 0 | 0 | 0 | 0 | 0 | 0 | 0 | 0 | 0 | 0 | 0 | 0 | 0 | 0
| Debt Financing Costs (principal and interest payments) |  |  |  | € |  | 0 | 0 | 0 | 0 | 0 | 0 | 0 | 0 | 0 | 0 | 0 | 0 | 0 | 0 | 0 | 0 | 0 | 0 | 0 | 0 | 0 | 0 | 0 | 0 | 0 | 0 | 0 | 0 | 0 | 0 | 0 | 0 | 0 | 0 | 0 | 0 | 0 | 0 | 0 | 0 | 0 | 0 | 0 | 0 | 0 | 0 | 0 | 0 | 0 | 0
| Tax benefit of O&M expenses, depreciation, interest expense, and other financial expenses |  |  |  | € |  | 0 | 0 | 0 | 0 | 0 | 0 | 0 | 0 | 0 | 0 | 0 | 0 | 0 | 0 | 0 | 0 | 0 | 0 | 0 | 0 | 0 | 0 | 0 | 0 | 0 | 0 | 0 | 0 | 0 | 0 | 0 | 0 | 0 | 0 | 0 | 0 | 0 | 0 | 0 | 0 | 0 | 0 | 0 | 0 | 0 | 0 | 0 | 0 | 0 | 0
| Total costs |  |  |  | € | 0 | 0 | 0 | 0 | 0 | 0 | 0 | 0 | 0 | 0 | 0 | 0 | 0 | 0 | 0 | 0 | 0 | 0 | 0 | 0 | 0 | 0 | 0 | 0 | 0 | 0 | 0 | 0 | 0 | 0 | 0 | 0 | 0 | 0 | 0 | 0 | 0 | 0 | 0 | 0 | 0 | 0 | 0 | 0 | 0 | 0 | 0 | 0 | 0 | 0 | 0
Cost of equity | bar: 0 to 50
| Net Present Value of total costs |  |  |  |  | 0: 0
| Net Present Value of generation |  |  |  |  | 0: 0
| LCOE (year 1) |  |  |  | €/MWh | bar: 0 to 50
| LCOE (year 1) adjusted for taxes |  |  |  | €/MWh | bar: 0 to 50
| Year |  |  |  |  | 0 | 1 | 2 | 3 | 4 | 5 | 6 | 7 | 8 | 9 | 10 | 11 | 12 | 13 | 14 | 15 | 16 | 17 | 18 | 19 | 20 | 21 | 22 | 23 | 24 | 25 | 26 | 27 | 28 | 29 | 30 | 31 | 32 | 33 | 34 | 35 | 36 | 37 | 38 | 39 | 40 | 41 | 42 | 43 | 44 | 45 | 46 | 47 | 48 | 49 | 50
Technology #5
| Plant Operation | [5 empty] | 0 | 0 | 0 | 0 | 0 | 0 | 0 | 0 | 0 | 0 | 0 | 0 | 0 | 0 | 0 | 0 | 0 | 0 | 0 | 0 | 0 | 0 | 0 | 0 | 0 | 0 | 0 | 0 | 0 | 0 | 0 | 0 | 0 | 0 | 0 | 0 | 0 | 0 | 0 | 0 | 0 | 0 | 0 | 0 | 0 | 0 | 0 | 0 | 0 | 0
| Energy production |  |  |  | MWh |  | 0 | 0 | 0 | 0 | 0 | 0 | 0 | 0 | 0 | 0 | 0 | 0 | 0 | 0 | 0 | 0 | 0 | 0 | 0 | 0 | 0 | 0 | 0 | 0 | 0 | 0 | 0 | 0 | 0 | 0 | 0 | 0 | 0 | 0 | 0 | 0 | 0 | 0 | 0 | 0 | 0 | 0 | 0 | 0 | 0 | 0 | 0 | 0 | 0 | 0
Operating & Financial Expenses
| Operations & Maintenance Expenses, excluding fuel cost |  |  |  | € |  | 0 | 0 | 0 | 0 | 0 | 0 | 0 | 0 | 0 | 0 | 0 | 0 | 0 | 0 | 0 | 0 | 0 | 0 | 0 | 0 | 0 | 0 | 0 | 0 | 0 | 0 | 0 | 0 | 0 | 0 | 0 | 0 | 0 | 0 | 0 | 0 | 0 | 0 | 0 | 0 | 0 | 0 | 0 | 0 | 0 | 0 | 0 | 0 | 0 | 0
| Fuel Cost |  |  |  | €/MWh |  | 0 | 0 | 0 | 0 | 0 | 0 | 0 | 0 | 0 | 0 | 0 | 0 | 0 | 0 | 0 | 0 | 0 | 0 | 0 | 0 | 0 | 0 | 0 | 0 | 0 | 0 | 0 | 0 | 0 | 0 | 0 | 0 | 0 | 0 | 0 | 0 | 0 | 0 | 0 | 0 | 0 | 0 | 0 | 0 | 0 | 0 | 0 | 0 | 0 | 0
|  | Approach 1 - User-defined, annually adjusted |  |  |  |  | 0 | 0 | 0 | 0 | 0 | 0 | 0 | 0 | 0 | 0 | 0 | 0 | 0 | 0 | 0 | 0 | 0 | 0 | 0 | 0 | 0 | 0 | 0 | 0 | 0 | 0 | 0 | 0 | 0 | 0 | 0 | 0 | 0 | 0 | 0 | 0 | 0 | 0 | 0 | 0 | 0 | 0 | 0 | 0 | 0 | 0 | 0 | 0 | 0 | 0
|  | Approach 2 - User-defined, linear function |  |  |  |  | 0 | 0 | 0 | 0 | 0 | 0 | 0 | 0 | 0 | 0 | 0 | 0 | 0 | 0 | 0 | 0 | 0 | 0 | 0 | 0 | 0 | 0 | 0 | 0 | 0 | 0 | 0 | 0 | 0 | 0 | 0 | 0 | 0 | 0 | 0 | 0 | 0 | 0 | 0 | 0 | 0 | 0 | 0 | 0 | 0 | 0 | 0 | 0 | 0 | 0
|  | Approach 3 - Manual Entry |  |  |  |  | 0 | 0 | 0 | 0 | 0 | 0 | 0 | 0 | 0 | 0 | 0 | 0 | 0 | 0 | 0 | 0 | 0 | 0 | 0 | 0 | 0 | 0 | 0 | 0 | 0 | 0 | 0 | 0 | 0 | 0 | 0 | 0 | 0 | 0 | 0 | 0 | 0 | 0 | 0 | 0 | 0 | 0 | 0 | 0 | 0 | 0 | 0 | 0 | 0 | 0
| Total Fuel Cost |  |  |  | € |  | 0 | 0 | 0 | 0 | 0 | 0 | 0 | 0 | 0 | 0 | 0 | 0 | 0 | 0 | 0 | 0 | 0 | 0 | 0 | 0 | 0 | 0 | 0 | 0 | 0 | 0 | 0 | 0 | 0 | 0 | 0 | 0 | 0 | 0 | 0 | 0 | 0 | 0 | 0 | 0 | 0 | 0 | 0 | 0 | 0 | 0 | 0 | 0 | 0 | 0
| Depreciation |  |  |  | € |  | 0 | 0 | 0 | 0 | 0 | 0 | 0 | 0 | 0 | 0 | 0 | 0 | 0 | 0 | 0 | 0 | 0 | 0 | 0 | 0 | 0 | 0 | 0 | 0 | 0 | 0 | 0 | 0 | 0 | 0 | 0 | 0 | 0 | 0 | 0 | 0 | 0 | 0 | 0 | 0 | 0 | 0 | 0 | 0 | 0 | 0 | 0 | 0 | 0 | 0
| Interest Expense, public loan |  |  |  | € |  | 0 | 0 | 0 | 0 | 0 | 0 | 0 | 0 | 0 | 0 | 0 | 0 | 0 | 0 | 0 | 0 | 0 | 0 | 0 | 0 | 0 | 0 | 0 | 0 | 0 | 0 | 0 | 0 | 0 | 0 | 0 | 0 | 0 | 0 | 0 | 0 | 0 | 0 | 0 | 0 | 0 | 0 | 0 | 0 | 0 | 0 | 0 | 0 | 0 | 0
| Interest Expense, commercial loan with public guarantees |  |  |  | € |  | 0 | 0 | 0 | 0 | 0 | 0 | 0 | 0 | 0 | 0 | 0 | 0 | 0 | 0 | 0 | 0 | 0 | 0 | 0 | 0 | 0 | 0 | 0 | 0 | 0 | 0 | 0 | 0 | 0 | 0 | 0 | 0 | 0 | 0 | 0 | 0 | 0 | 0 | 0 | 0 | 0 | 0 | 0 | 0 | 0 | 0 | 0 | 0 | 0 | 0
| Interest Expense, commercial loan without public guarantees |  |  |  | € |  | 0 | 0 | 0 | 0 | 0 | 0 | 0 | 0 | 0 | 0 | 0 | 0 | 0 | 0 | 0 | 0 | 0 | 0 | 0 | 0 | 0 | 0 | 0 | 0 | 0 | 0 | 0 | 0 | 0 | 0 | 0 | 0 | 0 | 0 | 0 | 0 | 0 | 0 | 0 | 0 | 0 | 0 | 0 | 0 | 0 | 0 | 0 | 0 | 0 | 0
| Front-end Fees |  |  |  | € |  | 0 | 0 | 0 | 0 | 0 | 0 | 0 | 0 | 0 | 0 | 0 | 0 | 0 | 0 | 0 | 0 | 0 | 0 | 0 | 0 | 0 | 0 | 0 | 0 | 0 | 0 | 0 | 0 | 0 | 0 | 0 | 0 | 0 | 0 | 0 | 0 | 0 | 0 | 0 | 0 | 0 | 0 | 0 | 0 | 0 | 0 | 0 | 0 | 0 | 0
| Public Guarantee Fees |  |  |  | € |  | 0 | 0 | 0 | 0 | 0 | 0 | 0 | 0 | 0 | 0 | 0 | 0 | 0 | 0 | 0 | 0 | 0 | 0 | 0 | 0 | 0 | 0 | 0 | 0 | 0 | 0 | 0 | 0 | 0 | 0 | 0 | 0 | 0 | 0 | 0 | 0 | 0 | 0 | 0 | 0 | 0 | 0 | 0 | 0 | 0 | 0 | 0 | 0 | 0 | 0
| Political Risk Insurance - Fees & Annual Premium Payments |  |  |  | € |  | 0 | 0 | 0 | 0 | 0 | 0 | 0 | 0 | 0 | 0 | 0 | 0 | 0 | 0 | 0 | 0 | 0 | 0 | 0 | 0 | 0 | 0 | 0 | 0 | 0 | 0 | 0 | 0 | 0 | 0 | 0 | 0 | 0 | 0 | 0 | 0 | 0 | 0 | 0 | 0 | 0 | 0 | 0 | 0 | 0 | 0 | 0 | 0 | 0 | 0
After-Tax LCOE (Prederisking)
| Operations & Maintenance Expenses, excluding fuel cost |  |  |  | € |  | 0 | 0 | 0 | 0 | 0 | 0 | 0 | 0 | 0 | 0 | 0 | 0 | 0 | 0 | 0 | 0 | 0 | 0 | 0 | 0 | 0 | 0 | 0 | 0 | 0 | 0 | 0 | 0 | 0 | 0 | 0 | 0 | 0 | 0 | 0 | 0 | 0 | 0 | 0 | 0 | 0 | 0 | 0 | 0 | 0 | 0 | 0 | 0 | 0 | 0
| Fuel Cost |  |  |  | € |  | 0 | 0 | 0 | 0 | 0 | 0 | 0 | 0 | 0 | 0 | 0 | 0 | 0 | 0 | 0 | 0 | 0 | 0 | 0 | 0 | 0 | 0 | 0 | 0 | 0 | 0 | 0 | 0 | 0 | 0 | 0 | 0 | 0 | 0 | 0 | 0 | 0 | 0 | 0 | 0 | 0 | 0 | 0 | 0 | 0 | 0 | 0 | 0 | 0 | 0
| Front-end Fees |  |  |  | € |  | 0 | 0 | 0 | 0 | 0 | 0 | 0 | 0 | 0 | 0 | 0 | 0 | 0 | 0 | 0 | 0 | 0 | 0 | 0 | 0 | 0 | 0 | 0 | 0 | 0 | 0 | 0 | 0 | 0 | 0 | 0 | 0 | 0 | 0 | 0 | 0 | 0 | 0 | 0 | 0 | 0 | 0 | 0 | 0 | 0 | 0 | 0 | 0 | 0 | 0
| Public Guarantee Fees |  |  |  | € |  | 0 | 0 | 0 | 0 | 0 | 0 | 0 | 0 | 0 | 0 | 0 | 0 | 0 | 0 | 0 | 0 | 0 | 0 | 0 | 0 | 0 | 0 | 0 | 0 | 0 | 0 | 0 | 0 | 0 | 0 | 0 | 0 | 0 | 0 | 0 | 0 | 0 | 0 | 0 | 0 | 0 | 0 | 0 | 0 | 0 | 0 | 0 | 0 | 0 | 0
| Political Risk Insurance - Fees & Annual Premium Payments |  |  |  | € |  | 0 | 0 | 0 | 0 | 0 | 0 | 0 | 0 | 0 | 0 | 0 | 0 | 0 | 0 | 0 | 0 | 0 | 0 | 0 | 0 | 0 | 0 | 0 | 0 | 0 | 0 | 0 | 0 | 0 | 0 | 0 | 0 | 0 | 0 | 0 | 0 | 0 | 0 | 0 | 0 | 0 | 0 | 0 | 0 | 0 | 0 | 0 | 0 | 0 | 0
| Debt Financing Costs (principal and interest payments) |  |  |  | € |  | 0 | 0 | 0 | 0 | 0 | 0 | 0 | 0 | 0 | 0 | 0 | 0 | 0 | 0 | 0 | 0 | 0 | 0 | 0 | 0 | 0 | 0 | 0 | 0 | 0 | 0 | 0 | 0 | 0 | 0 | 0 | 0 | 0 | 0 | 0 | 0 | 0 | 0 | 0 | 0 | 0 | 0 | 0 | 0 | 0 | 0 | 0 | 0 | 0 | 0
| Tax benefit of O&M expenses, depreciation, interest expense, and other financial expenses |  |  |  | € |  | 0 | 0 | 0 | 0 | 0 | 0 | 0 | 0 | 0 | 0 | 0 | 0 | 0 | 0 | 0 | 0 | 0 | 0 | 0 | 0 | 0 | 0 | 0 | 0 | 0 | 0 | 0 | 0 | 0 | 0 | 0 | 0 | 0 | 0 | 0 | 0 | 0 | 0 | 0 | 0 | 0 | 0 | 0 | 0 | 0 | 0 | 0 | 0 | 0 | 0
| Total costs |  |  |  | € | 0 | 0 | 0 | 0 | 0 | 0 | 0 | 0 | 0 | 0 | 0 | 0 | 0 | 0 | 0 | 0 | 0 | 0 | 0 | 0 | 0 | 0 | 0 | 0 | 0 | 0 | 0 | 0 | 0 | 0 | 0 | 0 | 0 | 0 | 0 | 0 | 0 | 0 | 0 | 0 | 0 | 0 | 0 | 0 | 0 | 0 | 0 | 0 | 0 | 0 | 0
Cost of equity | bar: 0
| Net Present Value of total costs |  |  |  |  | 0: 0
| Net Present Value of RE generation |  |  |  |  | 0: 0
| LCOE (year 1) |  |  |  | €/MWh | bar: 0
| LCOE (year 1) adjusted for taxes |  |  |  | €/MWh | bar: 0
Technology #6
| Plant Operation | [5 empty] | 0 | 0 | 0 | 0 | 0 | 0 | 0 | 0 | 0 | 0 | 0 | 0 | 0 | 0 | 0 | 0 | 0 | 0 | 0 | 0 | 0 | 0 | 0 | 0 | 0 | 0 | 0 | 0 | 0 | 0 | 0 | 0 | 0 | 0 | 0 | 0 | 0 | 0 | 0 | 0 | 0 | 0 | 0 | 0 | 0 | 0 | 0 | 0 | 0 | 0
| Energy production |  |  |  | MWh |  | 0 | 0 | 0 | 0 | 0 | 0 | 0 | 0 | 0 | 0 | 0 | 0 | 0 | 0 | 0 | 0 | 0 | 0 | 0 | 0 | 0 | 0 | 0 | 0 | 0 | 0 | 0 | 0 | 0 | 0 | 0 | 0 | 0 | 0 | 0 | 0 | 0 | 0 | 0 | 0 | 0 | 0 | 0 | 0 | 0 | 0 | 0 | 0 | 0 | 0
Operating & Financial Expenses
| Operations & Maintenance Expenses, excluding fuel cost |  |  |  | € |  | 0 | 0 | 0 | 0 | 0 | 0 | 0 | 0 | 0 | 0 | 0 | 0 | 0 | 0 | 0 | 0 | 0 | 0 | 0 | 0 | 0 | 0 | 0 | 0 | 0 | 0 | 0 | 0 | 0 | 0 | 0 | 0 | 0 | 0 | 0 | 0 | 0 | 0 | 0 | 0 | 0 | 0 | 0 | 0 | 0 | 0 | 0 | 0 | 0 | 0
| Fuel Cost |  |  |  | €/MWh |  | 0 | 0 | 0 | 0 | 0 | 0 | 0 | 0 | 0 | 0 | 0 | 0 | 0 | 0 | 0 | 0 | 0 | 0 | 0 | 0 | 0 | 0 | 0 | 0 | 0 | 0 | 0 | 0 | 0 | 0 | 0 | 0 | 0 | 0 | 0 | 0 | 0 | 0 | 0 | 0 | 0 | 0 | 0 | 0 | 0 | 0 | 0 | 0 | 0 | 0
|  | Approach 1 - User-defined, annually adjusted |  |  |  |  | 0 | 0 | 0 | 0 | 0 | 0 | 0 | 0 | 0 | 0 | 0 | 0 | 0 | 0 | 0 | 0 | 0 | 0 | 0 | 0 | 0 | 0 | 0 | 0 | 0 | 0 | 0 | 0 | 0 | 0 | 0 | 0 | 0 | 0 | 0 | 0 | 0 | 0 | 0 | 0 | 0 | 0 | 0 | 0 | 0 | 0 | 0 | 0 | 0 | 0
|  | Approach 2 - User-defined, linear function |  |  |  |  | 0 | 0 | 0 | 0 | 0 | 0 | 0 | 0 | 0 | 0 | 0 | 0 | 0 | 0 | 0 | 0 | 0 | 0 | 0 | 0 | 0 | 0 | 0 | 0 | 0 | 0 | 0 | 0 | 0 | 0 | 0 | 0 | 0 | 0 | 0 | 0 | 0 | 0 | 0 | 0 | 0 | 0 | 0 | 0 | 0 | 0 | 0 | 0 | 0 | 0
|  | Approach 3 - Manual Entry |  |  |  |  | 0 | 0 | 0 | 0 | 0 | 0 | 0 | 0 | 0 | 0 | 0 | 0 | 0 | 0 | 0 | 0 | 0 | 0 | 0 | 0 | 0 | 0 | 0 | 0 | 0 | 0 | 0 | 0 | 0 | 0 | 0 | 0 | 0 | 0 | 0 | 0 | 0 | 0 | 0 | 0 | 0 | 0 | 0 | 0 | 0 | 0 | 0 | 0 | 0 | 0
| Total Fuel Cost |  |  |  | € |  | 0 | 0 | 0 | 0 | 0 | 0 | 0 | 0 | 0 | 0 | 0 | 0 | 0 | 0 | 0 | 0 | 0 | 0 | 0 | 0 | 0 | 0 | 0 | 0 | 0 | 0 | 0 | 0 | 0 | 0 | 0 | 0 | 0 | 0 | 0 | 0 | 0 | 0 | 0 | 0 | 0 | 0 | 0 | 0 | 0 | 0 | 0 | 0 | 0 | 0
| Depreciation |  |  |  | € |  | 0 | 0 | 0 | 0 | 0 | 0 | 0 | 0 | 0 | 0 | 0 | 0 | 0 | 0 | 0 | 0 | 0 | 0 | 0 | 0 | 0 | 0 | 0 | 0 | 0 | 0 | 0 | 0 | 0 | 0 | 0 | 0 | 0 | 0 | 0 | 0 | 0 | 0 | 0 | 0 | 0 | 0 | 0 | 0 | 0 | 0 | 0 | 0 | 0 | 0
| Interest Expense, public loan |  |  |  | € |  | 0 | 0 | 0 | 0 | 0 | 0 | 0 | 0 | 0 | 0 | 0 | 0 | 0 | 0 | 0 | 0 | 0 | 0 | 0 | 0 | 0 | 0 | 0 | 0 | 0 | 0 | 0 | 0 | 0 | 0 | 0 | 0 | 0 | 0 | 0 | 0 | 0 | 0 | 0 | 0 | 0 | 0 | 0 | 0 | 0 | 0 | 0 | 0 | 0 | 0
| Interest Expense, commercial loan with public guarantees |  |  |  | € |  | 0 | 0 | 0 | 0 | 0 | 0 | 0 | 0 | 0 | 0 | 0 | 0 | 0 | 0 | 0 | 0 | 0 | 0 | 0 | 0 | 0 | 0 | 0 | 0 | 0 | 0 | 0 | 0 | 0 | 0 | 0 | 0 | 0 | 0 | 0 | 0 | 0 | 0 | 0 | 0 | 0 | 0 | 0 | 0 | 0 | 0 | 0 | 0 | 0 | 0
| Interest Expense, commercial loan without public guarantees |  |  |  | € |  | 0 | 0 | 0 | 0 | 0 | 0 | 0 | 0 | 0 | 0 | 0 | 0 | 0 | 0 | 0 | 0 | 0 | 0 | 0 | 0 | 0 | 0 | 0 | 0 | 0 | 0 | 0 | 0 | 0 | 0 | 0 | 0 | 0 | 0 | 0 | 0 | 0 | 0 | 0 | 0 | 0 | 0 | 0 | 0 | 0 | 0 | 0 | 0 | 0 | 0
| Front-end Fees |  |  |  | € |  | 0 | 0 | 0 | 0 | 0 | 0 | 0 | 0 | 0 | 0 | 0 | 0 | 0 | 0 | 0 | 0 | 0 | 0 | 0 | 0 | 0 | 0 | 0 | 0 | 0 | 0 | 0 | 0 | 0 | 0 | 0 | 0 | 0 | 0 | 0 | 0 | 0 | 0 | 0 | 0 | 0 | 0 | 0 | 0 | 0 | 0 | 0 | 0 | 0 | 0
| Public Guarantee Fees |  |  |  | € |  | 0 | 0 | 0 | 0 | 0 | 0 | 0 | 0 | 0 | 0 | 0 | 0 | 0 | 0 | 0 | 0 | 0 | 0 | 0 | 0 | 0 | 0 | 0 | 0 | 0 | 0 | 0 | 0 | 0 | 0 | 0 | 0 | 0 | 0 | 0 | 0 | 0 | 0 | 0 | 0 | 0 | 0 | 0 | 0 | 0 | 0 | 0 | 0 | 0 | 0
| Political Risk Insurance - Fees & Annual Premium Payments |  |  |  | € |  | 0 | 0 | 0 | 0 | 0 | 0 | 0 | 0 | 0 | 0 | 0 | 0 | 0 | 0 | 0 | 0 | 0 | 0 | 0 | 0 | 0 | 0 | 0 | 0 | 0 | 0 | 0 | 0 | 0 | 0 | 0 | 0 | 0 | 0 | 0 | 0 | 0 | 0 | 0 | 0 | 0 | 0 | 0 | 0 | 0 | 0 | 0 | 0 | 0 | 0
After-Tax LCOE (Prederisking)
| Operations & Maintenance Expenses, excluding fuel cost |  |  |  | € |  | 0 | 0 | 0 | 0 | 0 | 0 | 0 | 0 | 0 | 0 | 0 | 0 | 0 | 0 | 0 | 0 | 0 | 0 | 0 | 0 | 0 | 0 | 0 | 0 | 0 | 0 | 0 | 0 | 0 | 0 | 0 | 0 | 0 | 0 | 0 | 0 | 0 | 0 | 0 | 0 | 0 | 0 | 0 | 0 | 0 | 0 | 0 | 0 | 0 | 0
| Fuel Cost |  |  |  | € |  | 0 | 0 | 0 | 0 | 0 | 0 | 0 | 0 | 0 | 0 | 0 | 0 | 0 | 0 | 0 | 0 | 0 | 0 | 0 | 0 | 0 | 0 | 0 | 0 | 0 | 0 | 0 | 0 | 0 | 0 | 0 | 0 | 0 | 0 | 0 | 0 | 0 | 0 | 0 | 0 | 0 | 0 | 0 | 0 | 0 | 0 | 0 | 0 | 0 | 0
| Front-end Fees |  |  |  | € |  | 0 | 0 | 0 | 0 | 0 | 0 | 0 | 0 | 0 | 0 | 0 | 0 | 0 | 0 | 0 | 0 | 0 | 0 | 0 | 0 | 0 | 0 | 0 | 0 | 0 | 0 | 0 | 0 | 0 | 0 | 0 | 0 | 0 | 0 | 0 | 0 | 0 | 0 | 0 | 0 | 0 | 0 | 0 | 0 | 0 | 0 | 0 | 0 | 0 | 0
| Public Guarantee Fees |  |  |  | € |  | 0 | 0 | 0 | 0 | 0 | 0 | 0 | 0 | 0 | 0 | 0 | 0 | 0 | 0 | 0 | 0 | 0 | 0 | 0 | 0 | 0 | 0 | 0 | 0 | 0 | 0 | 0 | 0 | 0 | 0 | 0 | 0 | 0 | 0 | 0 | 0 | 0 | 0 | 0 | 0 | 0 | 0 | 0 | 0 | 0 | 0 | 0 | 0 | 0 | 0
| Political Risk Insurance - Fees & Annual Premium Payments |  |  |  | € |  | 0 | 0 | 0 | 0 | 0 | 0 | 0 | 0 | 0 | 0 | 0 | 0 | 0 | 0 | 0 | 0 | 0 | 0 | 0 | 0 | 0 | 0 | 0 | 0 | 0 | 0 | 0 | 0 | 0 | 0 | 0 | 0 | 0 | 0 | 0 | 0 | 0 | 0 | 0 | 0 | 0 | 0 | 0 | 0 | 0 | 0 | 0 | 0 | 0 | 0
| Debt Financing Costs (principal and interest payments) |  |  |  | € |  | 0 | 0 | 0 | 0 | 0 | 0 | 0 | 0 | 0 | 0 | 0 | 0 | 0 | 0 | 0 | 0 | 0 | 0 | 0 | 0 | 0 | 0 | 0 | 0 | 0 | 0 | 0 | 0 | 0 | 0 | 0 | 0 | 0 | 0 | 0 | 0 | 0 | 0 | 0 | 0 | 0 | 0 | 0 | 0 | 0 | 0 | 0 | 0 | 0 | 0
| Tax benefit of O&M expenses, depreciation, interest expense, and other financial expenses |  |  |  | € |  | 0 | 0 | 0 | 0 | 0 | 0 | 0 | 0 | 0 | 0 | 0 | 0 | 0 | 0 | 0 | 0 | 0 | 0 | 0 | 0 | 0 | 0 | 0 | 0 | 0 | 0 | 0 | 0 | 0 | 0 | 0 | 0 | 0 | 0 | 0 | 0 | 0 | 0 | 0 | 0 | 0 | 0 | 0 | 0 | 0 | 0 | 0 | 0 | 0 | 0
| Total costs |  |  |  | € | 0 | 0 | 0 | 0 | 0 | 0 | 0 | 0 | 0 | 0 | 0 | 0 | 0 | 0 | 0 | 0 | 0 | 0 | 0 | 0 | 0 | 0 | 0 | 0 | 0 | 0 | 0 | 0 | 0 | 0 | 0 | 0 | 0 | 0 | 0 | 0 | 0 | 0 | 0 | 0 | 0 | 0 | 0 | 0 | 0 | 0 | 0 | 0 | 0 | 0 | 0
Cost of equity | bar: 0 to 50
| Net Present Value of total costs |  |  |  |  | 0: 0
| Net Present Value generation |  |  |  |  | 0: 0
| LCOE (year 1) |  |  |  | €/MWh | bar: 0 to 50
| LCOE (year 1) adjusted for taxes |  |  |  | €/MWh | bar: 0 to 50
B. FINANCING, SUPPORTING CALCULATIONS
| Year |  |  |  |  | 0 | 1 | 2 | 3 | 4 | 5 | 6 | 7 | 8 | 9 | 10 | 11 | 12 | 13 | 14 | 15 | 16 | 17 | 18 | 19 | 20 | 21 | 22 | 23 | 24 | 25 | 26 | 27 | 28 | 29 | 30 | 31 | 32 | 33 | 34 | 35 | 36 | 37 | 38 | 39 | 40 | 41 | 42 | 43 | 44 | 45 | 46 | 47 | 48 | 49 | 50
CCGT
Public loan
|  | - Loan Amount | € |  |  | 0: 0
|  | - Loan Tenor | years |  |  | 0: 0
|  | - Interest Rate | % | bar: 0
Debt Service
|  | Interest Payment |  |  |  |  | 0 | 0 | 0 | 0 | 0 | 0 | 0 | 0 | 0 | 0 | 0 | 0 | 0 | 0 | 0 | 0 | 0 | 0 | 0 | 0 | 0 | 0 | 0 | 0 | 0 | 0 | 0 | 0 | 0 | 0 | 0 | 0 | 0 | 0 | 0 | 0 | 0 | 0 | 0 | 0 | 0 | 0 | 0 | 0 | 0 | 0 | 0 | 0 | 0 | 0
|  | Principal Payment |  |  |  |  | 0 | 0 | 0 | 0 | 0 | 0 | 0 | 0 | 0 | 0 | 0 | 0 | 0 | 0 | 0 | 0 | 0 | 0 | 0 | 0 | 0 | 0 | 0 | 0 | 0 | 0 | 0 | 0 | 0 | 0 | 0 | 0 | 0 | 0 | 0 | 0 | 0 | 0 | 0 | 0 | 0 | 0 | 0 | 0 | 0 | 0 | 0 | 0 | 0 | 0
|  | Total Debt Service |  |  |  |  | 0 | 0 | 0 | 0 | 0 | 0 | 0 | 0 | 0 | 0 | 0 | 0 | 0 | 0 | 0 | 0 | 0 | 0 | 0 | 0 | 0 | 0 | 0 | 0 | 0 | 0 | 0 | 0 | 0 | 0 | 0 | 0 | 0 | 0 | 0 | 0 | 0 | 0 | 0 | 0 | 0 | 0 | 0 | 0 | 0 | 0 | 0 | 0 | 0 | 0
Loan Amortization Schedule
|  | Beginning balance |  |  |  | 0 | 0 | 0 | 0 | 0 | 0 | 0 | 0 | 0 | 0 | 0 | 0 | 0 | 0 | 0 | 0 | 0 | 0 | 0 | 0 | 0 | 0 | 0 | 0 | 0 | 0 | 0 | 0 | 0 | 0 | 0 | 0 | 0 | 0 | 0 | 0 | 0 | 0 | 0 | 0 | 0 | 0 | 0 | 0 | 0 | 0 | 0 | 0 | 0 | 0 | 0
|  | Drawdowns |  |  |  | 0 | 0 | 0 | 0 | 0 | 0 | 0 | 0 | 0 | 0 | 0 | 0 | 0 | 0 | 0 | 0 | 0 | 0 | 0 | 0 | 0 | 0 | 0 | 0 | 0 | 0 | 0 | 0 | 0 | 0 | 0 | 0 | 0 | 0 | 0 | 0 | 0 | 0 | 0 | 0 | 0 | 0 | 0 | 0 | 0 | 0 | 0 | 0 | 0 | 0 | 0
|  | Loan repayment |  |  |  | 0 | 0 | 0 | 0 | 0 | 0 | 0 | 0 | 0 | 0 | 0 | 0 | 0 | 0 | 0 | 0 | 0 | 0 | 0 | 0 | 0 | 0 | 0 | 0 | 0 | 0 | 0 | 0 | 0 | 0 | 0 | 0 | 0 | 0 | 0 | 0 | 0 | 0 | 0 | 0 | 0 | 0 | 0 | 0 | 0 | 0 | 0 | 0 | 0 | 0 | 0
|  | Ending balance |  |  |  | 0 | 0 | 0 | 0 | 0 | 0 | 0 | 0 | 0 | 0 | 0 | 0 | 0 | 0 | 0 | 0 | 0 | 0 | 0 | 0 | 0 | 0 | 0 | 0 | 0 | 0 | 0 | 0 | 0 | 0 | 0 | 0 | 0 | 0 | 0 | 0 | 0 | 0 | 0 | 0 | 0 | 0 | 0 | 0 | 0 | 0 | 0 | 0 | 0 | 0 | 0
Fees
|  | Front-end Fee |  |  |  |  | 0 | 0 | 0 | 0 | 0 | 0 | 0 | 0 | 0 | 0 | 0 | 0 | 0 | 0 | 0 | 0 | 0 | 0 | 0 | 0 | 0 | 0 | 0 | 0 | 0 | 0 | 0 | 0 | 0 | 0 | 0 | 0 | 0 | 0 | 0 | 0 | 0 | 0 | 0 | 0 | 0 | 0 | 0 | 0 | 0 | 0 | 0 | 0 | 0 | 0
Commercial loans with public guarantees
|  | - Loan Amount | € |  |  | 0: 0
|  | - Loan Tenor | years |  |  | 0: 0
|  | - Interest Rate | % | bar: 0
|  | Guarantee Coverage, as a % of Commercial Loan Value | % | bar: 0
|  | Term of Public Guarantee Coverage | years |  |  | 0: 0
Debt Service
|  | Interest Payment |  |  |  |  | 0 | 0 | 0 | 0 | 0 | 0 | 0 | 0 | 0 | 0 | 0 | 0 | 0 | 0 | 0 | 0 | 0 | 0 | 0 | 0 | 0 | 0 | 0 | 0 | 0 | 0 | 0 | 0 | 0 | 0 | 0 | 0 | 0 | 0 | 0 | 0 | 0 | 0 | 0 | 0 | 0 | 0 | 0 | 0 | 0 | 0 | 0 | 0 | 0 | 0
|  | Principal Payment |  |  |  |  | 0 | 0 | 0 | 0 | 0 | 0 | 0 | 0 | 0 | 0 | 0 | 0 | 0 | 0 | 0 | 0 | 0 | 0 | 0 | 0 | 0 | 0 | 0 | 0 | 0 | 0 | 0 | 0 | 0 | 0 | 0 | 0 | 0 | 0 | 0 | 0 | 0 | 0 | 0 | 0 | 0 | 0 | 0 | 0 | 0 | 0 | 0 | 0 | 0 | 0
|  | Total Debt Service |  |  |  |  | 0 | 0 | 0 | 0 | 0 | 0 | 0 | 0 | 0 | 0 | 0 | 0 | 0 | 0 | 0 | 0 | 0 | 0 | 0 | 0 | 0 | 0 | 0 | 0 | 0 | 0 | 0 | 0 | 0 | 0 | 0 | 0 | 0 | 0 | 0 | 0 | 0 | 0 | 0 | 0 | 0 | 0 | 0 | 0 | 0 | 0 | 0 | 0 | 0 | 0
Loan Amortization Schedule
|  | Beginning balance |  |  |  | 0 | 0 | 0 | 0 | 0 | 0 | 0 | 0 | 0 | 0 | 0 | 0 | 0 | 0 | 0 | 0 | 0 | 0 | 0 | 0 | 0 | 0 | 0 | 0 | 0 | 0 | 0 | 0 | 0 | 0 | 0 | 0 | 0 | 0 | 0 | 0 | 0 | 0 | 0 | 0 | 0 | 0 | 0 | 0 | 0 | 0 | 0 | 0 | 0 | 0 | 0
|  | Drawdowns |  |  |  | 0 | 0 | 0 | 0 | 0 | 0 | 0 | 0 | 0 | 0 | 0 | 0 | 0 | 0 | 0 | 0 | 0 | 0 | 0 | 0 | 0 | 0 | 0 | 0 | 0 | 0 | 0 | 0 | 0 | 0 | 0 | 0 | 0 | 0 | 0 | 0 | 0 | 0 | 0 | 0 | 0 | 0 | 0 | 0 | 0 | 0 | 0 | 0 | 0 | 0 | 0
|  | Loan repayment |  |  |  | 0 | 0 | 0 | 0 | 0 | 0 | 0 | 0 | 0 | 0 | 0 | 0 | 0 | 0 | 0 | 0 | 0 | 0 | 0 | 0 | 0 | 0 | 0 | 0 | 0 | 0 | 0 | 0 | 0 | 0 | 0 | 0 | 0 | 0 | 0 | 0 | 0 | 0 | 0 | 0 | 0 | 0 | 0 | 0 | 0 | 0 | 0 | 0 | 0 | 0 | 0
|  | Ending balance |  |  |  | 0 | 0 | 0 | 0 | 0 | 0 | 0 | 0 | 0 | 0 | 0 | 0 | 0 | 0 | 0 | 0 | 0 | 0 | 0 | 0 | 0 | 0 | 0 | 0 | 0 | 0 | 0 | 0 | 0 | 0 | 0 | 0 | 0 | 0 | 0 | 0 | 0 | 0 | 0 | 0 | 0 | 0 | 0 | 0 | 0 | 0 | 0 | 0 | 0 | 0 | 0
Fees
|  | Front-end fee, commercial loan with guarantees |  |  |  |  | 0 | 0 | 0 | 0 | 0 | 0 | 0 | 0 | 0 | 0 | 0 | 0 | 0 | 0 | 0 | 0 | 0 | 0 | 0 | 0 | 0 | 0 | 0 | 0 | 0 | 0 | 0 | 0 | 0 | 0 | 0 | 0 | 0 | 0 | 0 | 0 | 0 | 0 | 0 | 0 | 0 | 0 | 0 | 0 | 0 | 0 | 0 | 0 | 0 | 0
|  | Front-end Fee, Public Guarantee |  |  |  |  | 0 | 0 | 0 | 0 | 0 | 0 | 0 | 0 | 0 | 0 | 0 | 0 | 0 | 0 | 0 | 0 | 0 | 0 | 0 | 0 | 0 | 0 | 0 | 0 | 0 | 0 | 0 | 0 | 0 | 0 | 0 | 0 | 0 | 0 | 0 | 0 | 0 | 0 | 0 | 0 | 0 | 0 | 0 | 0 | 0 | 0 | 0 | 0 | 0 | 0
|  | Annual Public Guarantee Fee |  |  |  |  | 0 | 0 | 0 | 0 | 0 | 0 | 0 | 0 | 0 | 0 | 0 | 0 | 0 | 0 | 0 | 0 | 0 | 0 | 0 | 0 | 0 | 0 | 0 | 0 | 0 | 0 | 0 | 0 | 0 | 0 | 0 | 0 | 0 | 0 | 0 | 0 | 0 | 0 | 0 | 0 | 0 | 0 | 0 | 0 | 0 | 0 | 0 | 0 | 0 | 0
Commercial loans without public guarantees
|  | - Loan Amount |  |  |  | 0: 482772.75
|  | - Loan Tenor |  |  |  | 0: 12.5
|  | - Interest Rate |  |  |  | 0: 6.8%
Debt Service
|  | Interest Payment |  |  |  |  | 32828.547 | 31078.8362 | 29210.1451 | 27214.383 | 25082.9091 | 22806.495 | 20375.2847 | 17778.7521 | 15005.6552 | 12043.9878 | 8880.9271 | 5502.7781 | 0 | 0 | 0 | 0 | 0 | 0 | 0 | 0 | 0 | 0 | 0 | 0 | 0 | 0 | 0 | 0 | 0 | 0 | 0 | 0 | 0 | 0 | 0 | 0 | 0 | 0 | 0 | 0 | 0 | 0 | 0 | 0 | 0 | 0 | 0 | 0 | 0 | 0
|  | Principal Payment |  |  |  |  | 25731.0407 | 27480.7515 | 29349.4426 | 31345.2047 | 33476.6786 | 35753.0927 | 38184.303 | 40780.8356 | 43553.9324 | 46515.5998 | 49678.6606 | 53056.8096 | 0 | 0 | 0 | 0 | 0 | 0 | 0 | 0 | 0 | 0 | 0 | 0 | 0 | 0 | 0 | 0 | 0 | 0 | 0 | 0 | 0 | 0 | 0 | 0 | 0 | 0 | 0 | 0 | 0 | 0 | 0 | 0 | 0 | 0 | 0 | 0 | 0 | 0
|  | Total Debt Service |  |  |  |  | 58559.5877 | 58559.5877 | 58559.5877 | 58559.5877 | 58559.5877 | 58559.5877 | 58559.5877 | 58559.5877 | 58559.5877 | 58559.5877 | 58559.5877 | 58559.5877 | 0 | 0 | 0 | 0 | 0 | 0 | 0 | 0 | 0 | 0 | 0 | 0 | 0 | 0 | 0 | 0 | 0 | 0 | 0 | 0 | 0 | 0 | 0 | 0 | 0 | 0 | 0 | 0 | 0 | 0 | 0 | 0 | 0 | 0 | 0 | 0 | 0 | 0
Loan Amortization Schedule
|  | Beginning balance |  |  |  | 0 | 482772.75 | 457041.7093 | 429560.9578 | 400211.5153 | 368866.3106 | 335389.6321 | 299636.5394 | 261452.2363 | 220671.4007 | 177117.4683 | 130601.8684 | 80923.2078 | 27866.3982 | 27866.3982 | 27866.3982 | 27866.3982 | 27866.3982 | 27866.3982 | 27866.3982 | 27866.3982 | 27866.3982 | 27866.3982 | 27866.3982 | 27866.3982 | 27866.3982 | 27866.3982 | 27866.3982 | 27866.3982 | 27866.3982 | 27866.3982 | 27866.3982 | 27866.3982 | 27866.3982 | 27866.3982 | 27866.3982 | 27866.3982 | 27866.3982 | 27866.3982 | 27866.3982 | 27866.3982 | 27866.3982 | 27866.3982 | 27866.3982 | 27866.3982 | 27866.3982 | 27866.3982 | 27866.3982 | 27866.3982 | 27866.3982 | 27866.3982
|  | Drawdowns |  |  |  | 482772.75 | 0 | 0 | 0 | 0 | 0 | 0 | 0 | 0 | 0 | 0 | 0 | 0 | 0 | 0 | 0 | 0 | 0 | 0 | 0 | 0 | 0 | 0 | 0 | 0 | 0 | 0 | 0 | 0 | 0 | 0 | 0 | 0 | 0 | 0 | 0 | 0 | 0 | 0 | 0 | 0 | 0 | 0 | 0 | 0 | 0 | 0 | 0 | 0 | 0 | 0
|  | Loan repayment |  |  |  | 0 | -25731.0407 | -27480.7515 | -29349.4426 | -31345.2047 | -33476.6786 | -35753.0927 | -38184.303 | -40780.8356 | -43553.9324 | -46515.5998 | -49678.6606 | -53056.8096 | 0 | 0 | 0 | 0 | 0 | 0 | 0 | 0 | 0 | 0 | 0 | 0 | 0 | 0 | 0 | 0 | 0 | 0 | 0 | 0 | 0 | 0 | 0 | 0 | 0 | 0 | 0 | 0 | 0 | 0 | 0 | 0 | 0 | 0 | 0 | 0 | 0 | 0
|  | Ending balance |  |  |  | 482772.75 | 457041.7093 | 429560.9578 | 400211.5153 | 368866.3106 | 335389.6321 | 299636.5394 | 261452.2363 | 220671.4007 | 177117.4683 | 130601.8684 | 80923.2078 | 27866.3982 | 27866.3982 | 27866.3982 | 27866.3982 | 27866.3982 | 27866.3982 | 27866.3982 | 27866.3982 | 27866.3982 | 27866.3982 | 27866.3982 | 27866.3982 | 27866.3982 | 27866.3982 | 27866.3982 | 27866.3982 | 27866.3982 | 27866.3982 | 27866.3982 | 27866.3982 | 27866.3982 | 27866.3982 | 27866.3982 | 27866.3982 | 27866.3982 | 27866.3982 | 27866.3982 | 27866.3982 | 27866.3982 | 27866.3982 | 27866.3982 | 27866.3982 | 27866.3982 | 27866.3982 | 27866.3982 | 27866.3982 | 27866.3982 | 27866.3982 | 27866.3982
Fees
|  | Front-end fee, commercial loans without public guarantees |  |  |  |  | 0 | 0 | 0 | 0 | 0 | 0 | 0 | 0 | 0 | 0 | 0 | 0 | 0 | 0 | 0 | 0 | 0 | 0 | 0 | 0 | 0 | 0 | 0 | 0 | 0 | 0 | 0 | 0 | 0 | 0 | 0 | 0 | 0 | 0 | 0 | 0 | 0 | 0 | 0 | 0 | 0 | 0 | 0 | 0 | 0 | 0 | 0 | 0 | 0 | 0
Political Risk Insurance (PRI) for Equity Investment
|  | - Equity Investment Covered |  |  |  | 0: 0
|  | Term of Political Risk Insurance |  |  |  | 0: 0
|  | Front-end Fee |  |  |  | 0: 0
|  | Annual Political Risk Insurance Premium |  |  |  | 0: 0
Fees
|  | Front-end Fee |  |  |  |  | 0 | 0 | 0 | 0 | 0 | 0 | 0 | 0 | 0 | 0 | 0 | 0 | 0 | 0 | 0 | 0 | 0 | 0 | 0 | 0 | 0 | 0 | 0 | 0 | 0 | 0 | 0 | 0 | 0 | 0 | 0 | 0 | 0 | 0 | 0 | 0 | 0 | 0 | 0 | 0 | 0 | 0 | 0 | 0 | 0 | 0 | 0 | 0 | 0 | 0
|  | Annual Political Risk Insurance Premium |  |  |  |  | 0 | 0 | 0 | 0 | 0 | 0 | 0 | 0 | 0 | 0 | 0 | 0 | 0 | 0 | 0 | 0 | 0 | 0 | 0 | 0 | 0 | 0 | 0 | 0 | 0 | 0 | 0 | 0 | 0 | 0 | 0 | 0 | 0 | 0 | 0 | 0 | 0 | 0 | 0 | 0 | 0 | 0 | 0 | 0 | 0 | 0 | 0 | 0 | 0 | 0
|  | Total Fees for PRI |  |  |  |  | 0 | 0 | 0 | 0 | 0 | 0 | 0 | 0 | 0 | 0 | 0 | 0 | 0 | 0 | 0 | 0 | 0 | 0 | 0 | 0 | 0 | 0 | 0 | 0 | 0 | 0 | 0 | 0 | 0 | 0 | 0 | 0 | 0 | 0 | 0 | 0 | 0 | 0 | 0 | 0 | 0 | 0 | 0 | 0 | 0 | 0 | 0 | 0 | 0 | 0
Technology #2
Public loan
|  | - Loan Amount | € |  |  | 0: 0
|  | - Loan Tenor | years |  |  | 0: 0
|  | - Interest Rate | % | bar: 0 to 50
Debt Service
|  | Interest Payment |  |  |  |  | 0 | 0 | 0 | 0 | 0 | 0 | 0 | 0 | 0 | 0 | 0 | 0 | 0 | 0 | 0 | 0 | 0 | 0 | 0 | 0 | 0 | 0 | 0 | 0 | 0 | 0 | 0 | 0 | 0 | 0 | 0 | 0 | 0 | 0 | 0 | 0 | 0 | 0 | 0 | 0 | 0 | 0 | 0 | 0 | 0 | 0 | 0 | 0 | 0 | 0
|  | Principal Payment |  |  |  |  | 0 | 0 | 0 | 0 | 0 | 0 | 0 | 0 | 0 | 0 | 0 | 0 | 0 | 0 | 0 | 0 | 0 | 0 | 0 | 0 | 0 | 0 | 0 | 0 | 0 | 0 | 0 | 0 | 0 | 0 | 0 | 0 | 0 | 0 | 0 | 0 | 0 | 0 | 0 | 0 | 0 | 0 | 0 | 0 | 0 | 0 | 0 | 0 | 0 | 0
|  | Total Debt Service |  |  |  |  | 0 | 0 | 0 | 0 | 0 | 0 | 0 | 0 | 0 | 0 | 0 | 0 | 0 | 0 | 0 | 0 | 0 | 0 | 0 | 0 | 0 | 0 | 0 | 0 | 0 | 0 | 0 | 0 | 0 | 0 | 0 | 0 | 0 | 0 | 0 | 0 | 0 | 0 | 0 | 0 | 0 | 0 | 0 | 0 | 0 | 0 | 0 | 0 | 0 | 0
Loan Amortization Schedule
|  | Beginning balance |  |  |  | 0 | 0 | 0 | 0 | 0 | 0 | 0 | 0 | 0 | 0 | 0 | 0 | 0 | 0 | 0 | 0 | 0 | 0 | 0 | 0 | 0 | 0 | 0 | 0 | 0 | 0 | 0 | 0 | 0 | 0 | 0 | 0 | 0 | 0 | 0 | 0 | 0 | 0 | 0 | 0 | 0 | 0 | 0 | 0 | 0 | 0 | 0 | 0 | 0 | 0 | 0
|  | Drawdowns |  |  |  | 0 | 0 | 0 | 0 | 0 | 0 | 0 | 0 | 0 | 0 | 0 | 0 | 0 | 0 | 0 | 0 | 0 | 0 | 0 | 0 | 0 | 0 | 0 | 0 | 0 | 0 | 0 | 0 | 0 | 0 | 0 | 0 | 0 | 0 | 0 | 0 | 0 | 0 | 0 | 0 | 0 | 0 | 0 | 0 | 0 | 0 | 0 | 0 | 0 | 0 | 0
|  | Loan repayment |  |  |  | 0 | 0 | 0 | 0 | 0 | 0 | 0 | 0 | 0 | 0 | 0 | 0 | 0 | 0 | 0 | 0 | 0 | 0 | 0 | 0 | 0 | 0 | 0 | 0 | 0 | 0 | 0 | 0 | 0 | 0 | 0 | 0 | 0 | 0 | 0 | 0 | 0 | 0 | 0 | 0 | 0 | 0 | 0 | 0 | 0 | 0 | 0 | 0 | 0 | 0 | 0
|  | Ending balance |  |  |  | 0 | 0 | 0 | 0 | 0 | 0 | 0 | 0 | 0 | 0 | 0 | 0 | 0 | 0 | 0 | 0 | 0 | 0 | 0 | 0 | 0 | 0 | 0 | 0 | 0 | 0 | 0 | 0 | 0 | 0 | 0 | 0 | 0 | 0 | 0 | 0 | 0 | 0 | 0 | 0 | 0 | 0 | 0 | 0 | 0 | 0 | 0 | 0 | 0 | 0 | 0
Fees
|  | Front-end Fee |  |  |  |  | 0 | 0 | 0 | 0 | 0 | 0 | 0 | 0 | 0 | 0 | 0 | 0 | 0 | 0 | 0 | 0 | 0 | 0 | 0 | 0 | 0 | 0 | 0 | 0 | 0 | 0 | 0 | 0 | 0 | 0 | 0 | 0 | 0 | 0 | 0 | 0 | 0 | 0 | 0 | 0 | 0 | 0 | 0 | 0 | 0 | 0 | 0 | 0 | 0 | 0
Commercial loans with public guarantees
|  | - Loan Amount | € |  |  | 0: 0
|  | - Loan Tenor | years |  |  | 0: 0
|  | - Interest Rate | % | bar: 0 to 50
|  | Guarantee Coverage, as a % of Commercial Loan Value | % | bar: 0 to 50
|  | Term of Public Guarantee Coverage | years |  |  | 0: 0
Debt Service
|  | Interest Payment |  |  |  |  | 0 | 0 | 0 | 0 | 0 | 0 | 0 | 0 | 0 | 0 | 0 | 0 | 0 | 0 | 0 | 0 | 0 | 0 | 0 | 0 | 0 | 0 | 0 | 0 | 0 | 0 | 0 | 0 | 0 | 0 | 0 | 0 | 0 | 0 | 0 | 0 | 0 | 0 | 0 | 0 | 0 | 0 | 0 | 0 | 0 | 0 | 0 | 0 | 0 | 0
|  | Principal Payment |  |  |  |  | 0 | 0 | 0 | 0 | 0 | 0 | 0 | 0 | 0 | 0 | 0 | 0 | 0 | 0 | 0 | 0 | 0 | 0 | 0 | 0 | 0 | 0 | 0 | 0 | 0 | 0 | 0 | 0 | 0 | 0 | 0 | 0 | 0 | 0 | 0 | 0 | 0 | 0 | 0 | 0 | 0 | 0 | 0 | 0 | 0 | 0 | 0 | 0 | 0 | 0
|  | Total Debt Service |  |  |  |  | 0 | 0 | 0 | 0 | 0 | 0 | 0 | 0 | 0 | 0 | 0 | 0 | 0 | 0 | 0 | 0 | 0 | 0 | 0 | 0 | 0 | 0 | 0 | 0 | 0 | 0 | 0 | 0 | 0 | 0 | 0 | 0 | 0 | 0 | 0 | 0 | 0 | 0 | 0 | 0 | 0 | 0 | 0 | 0 | 0 | 0 | 0 | 0 | 0 | 0
Loan Amortization Schedule
|  | Beginning balance |  |  |  | 0 | 0 | 0 | 0 | 0 | 0 | 0 | 0 | 0 | 0 | 0 | 0 | 0 | 0 | 0 | 0 | 0 | 0 | 0 | 0 | 0 | 0 | 0 | 0 | 0 | 0 | 0 | 0 | 0 | 0 | 0 | 0 | 0 | 0 | 0 | 0 | 0 | 0 | 0 | 0 | 0 | 0 | 0 | 0 | 0 | 0 | 0 | 0 | 0 | 0 | 0
|  | Drawdowns |  |  |  | 0 | 0 | 0 | 0 | 0 | 0 | 0 | 0 | 0 | 0 | 0 | 0 | 0 | 0 | 0 | 0 | 0 | 0 | 0 | 0 | 0 | 0 | 0 | 0 | 0 | 0 | 0 | 0 | 0 | 0 | 0 | 0 | 0 | 0 | 0 | 0 | 0 | 0 | 0 | 0 | 0 | 0 | 0 | 0 | 0 | 0 | 0 | 0 | 0 | 0 | 0
|  | Loan repayment |  |  |  | 0 | 0 | 0 | 0 | 0 | 0 | 0 | 0 | 0 | 0 | 0 | 0 | 0 | 0 | 0 | 0 | 0 | 0 | 0 | 0 | 0 | 0 | 0 | 0 | 0 | 0 | 0 | 0 | 0 | 0 | 0 | 0 | 0 | 0 | 0 | 0 | 0 | 0 | 0 | 0 | 0 | 0 | 0 | 0 | 0 | 0 | 0 | 0 | 0 | 0 | 0
|  | Ending balance |  |  |  | 0 | 0 | 0 | 0 | 0 | 0 | 0 | 0 | 0 | 0 | 0 | 0 | 0 | 0 | 0 | 0 | 0 | 0 | 0 | 0 | 0 | 0 | 0 | 0 | 0 | 0 | 0 | 0 | 0 | 0 | 0 | 0 | 0 | 0 | 0 | 0 | 0 | 0 | 0 | 0 | 0 | 0 | 0 | 0 | 0 | 0 | 0 | 0 | 0 | 0 | 0
Fees
|  | Front-end fee, commercial loan with guarantees |  |  |  |  | 0 | 0 | 0 | 0 | 0 | 0 | 0 | 0 | 0 | 0 | 0 | 0 | 0 | 0 | 0 | 0 | 0 | 0 | 0 | 0 | 0 | 0 | 0 | 0 | 0 | 0 | 0 | 0 | 0 | 0 | 0 | 0 | 0 | 0 | 0 | 0 | 0 | 0 | 0 | 0 | 0 | 0 | 0 | 0 | 0 | 0 | 0 | 0 | 0 | 0
|  | Front-end Fee, Public Guarantee |  |  |  |  | 0 | 0 | 0 | 0 | 0 | 0 | 0 | 0 | 0 | 0 | 0 | 0 | 0 | 0 | 0 | 0 | 0 | 0 | 0 | 0 | 0 | 0 | 0 | 0 | 0 | 0 | 0 | 0 | 0 | 0 | 0 | 0 | 0 | 0 | 0 | 0 | 0 | 0 | 0 | 0 | 0 | 0 | 0 | 0 | 0 | 0 | 0 | 0 | 0 | 0
|  | Annual Public Guarantee Fee |  |  |  |  | 0 | 0 | 0 | 0 | 0 | 0 | 0 | 0 | 0 | 0 | 0 | 0 | 0 | 0 | 0 | 0 | 0 | 0 | 0 | 0 | 0 | 0 | 0 | 0 | 0 | 0 | 0 | 0 | 0 | 0 | 0 | 0 | 0 | 0 | 0 | 0 | 0 | 0 | 0 | 0 | 0 | 0 | 0 | 0 | 0 | 0 | 0 | 0 | 0 | 0
Commercial loans without public guarantees
|  | - Loan Amount |  |  |  | 0: 0
|  | - Loan Tenor |  |  |  | 0: 0
- Interest Rate | bar: 0 to 50
Debt Service
|  | Interest Payment |  |  |  |  | 0 | 0 | 0 | 0 | 0 | 0 | 0 | 0 | 0 | 0 | 0 | 0 | 0 | 0 | 0 | 0 | 0 | 0 | 0 | 0 | 0 | 0 | 0 | 0 | 0 | 0 | 0 | 0 | 0 | 0 | 0 | 0 | 0 | 0 | 0 | 0 | 0 | 0 | 0 | 0 | 0 | 0 | 0 | 0 | 0 | 0 | 0 | 0 | 0 | 0
|  | Principal Payment |  |  |  |  | 0 | 0 | 0 | 0 | 0 | 0 | 0 | 0 | 0 | 0 | 0 | 0 | 0 | 0 | 0 | 0 | 0 | 0 | 0 | 0 | 0 | 0 | 0 | 0 | 0 | 0 | 0 | 0 | 0 | 0 | 0 | 0 | 0 | 0 | 0 | 0 | 0 | 0 | 0 | 0 | 0 | 0 | 0 | 0 | 0 | 0 | 0 | 0 | 0 | 0
|  | Total Debt Service |  |  |  |  | 0 | 0 | 0 | 0 | 0 | 0 | 0 | 0 | 0 | 0 | 0 | 0 | 0 | 0 | 0 | 0 | 0 | 0 | 0 | 0 | 0 | 0 | 0 | 0 | 0 | 0 | 0 | 0 | 0 | 0 | 0 | 0 | 0 | 0 | 0 | 0 | 0 | 0 | 0 | 0 | 0 | 0 | 0 | 0 | 0 | 0 | 0 | 0 | 0 | 0
Loan Amortization Schedule
|  | Beginning balance |  |  |  | 0 | 0 | 0 | 0 | 0 | 0 | 0 | 0 | 0 | 0 | 0 | 0 | 0 | 0 | 0 | 0 | 0 | 0 | 0 | 0 | 0 | 0 | 0 | 0 | 0 | 0 | 0 | 0 | 0 | 0 | 0 | 0 | 0 | 0 | 0 | 0 | 0 | 0 | 0 | 0 | 0 | 0 | 0 | 0 | 0 | 0 | 0 | 0 | 0 | 0 | 0
|  | Drawdowns |  |  |  | 0 | 0 | 0 | 0 | 0 | 0 | 0 | 0 | 0 | 0 | 0 | 0 | 0 | 0 | 0 | 0 | 0 | 0 | 0 | 0 | 0 | 0 | 0 | 0 | 0 | 0 | 0 | 0 | 0 | 0 | 0 | 0 | 0 | 0 | 0 | 0 | 0 | 0 | 0 | 0 | 0 | 0 | 0 | 0 | 0 | 0 | 0 | 0 | 0 | 0 | 0
|  | Loan repayment |  |  |  | 0 | 0 | 0 | 0 | 0 | 0 | 0 | 0 | 0 | 0 | 0 | 0 | 0 | 0 | 0 | 0 | 0 | 0 | 0 | 0 | 0 | 0 | 0 | 0 | 0 | 0 | 0 | 0 | 0 | 0 | 0 | 0 | 0 | 0 | 0 | 0 | 0 | 0 | 0 | 0 | 0 | 0 | 0 | 0 | 0 | 0 | 0 | 0 | 0 | 0 | 0
|  | Ending balance |  |  |  | 0 | 0 | 0 | 0 | 0 | 0 | 0 | 0 | 0 | 0 | 0 | 0 | 0 | 0 | 0 | 0 | 0 | 0 | 0 | 0 | 0 | 0 | 0 | 0 | 0 | 0 | 0 | 0 | 0 | 0 | 0 | 0 | 0 | 0 | 0 | 0 | 0 | 0 | 0 | 0 | 0 | 0 | 0 | 0 | 0 | 0 | 0 | 0 | 0 | 0 | 0
Fees
|  | Front-end fee, commercial loans without public guarantees |  |  |  |  | 0 | 0 | 0 | 0 | 0 | 0 | 0 | 0 | 0 | 0 | 0 | 0 | 0 | 0 | 0 | 0 | 0 | 0 | 0 | 0 | 0 | 0 | 0 | 0 | 0 | 0 | 0 | 0 | 0 | 0 | 0 | 0 | 0 | 0 | 0 | 0 | 0 | 0 | 0 | 0 | 0 | 0 | 0 | 0 | 0 | 0 | 0 | 0 | 0 | 0
Political Risk Insurance (PRI) for Equity Investment
|  | - Equity Investment Covered |  |  |  | 0: 0
|  | Term of Political Risk Insurance |  |  |  | 0: 0
|  | Front-end Fee |  |  |  | 0: 0
|  | Annual Political Risk Insurance Premium |  |  |  | 0: 0
Fees
|  | Front-end Fee |  |  |  |  | 0 | 0 | 0 | 0 | 0 | 0 | 0 | 0 | 0 | 0 | 0 | 0 | 0 | 0 | 0 | 0 | 0 | 0 | 0 | 0 | 0 | 0 | 0 | 0 | 0 | 0 | 0 | 0 | 0 | 0 | 0 | 0 | 0 | 0 | 0 | 0 | 0 | 0 | 0 | 0 | 0 | 0 | 0 | 0 | 0 | 0 | 0 | 0 | 0 | 0
|  | Annual Political Risk Insurance Premium |  |  |  |  | 0 | 0 | 0 | 0 | 0 | 0 | 0 | 0 | 0 | 0 | 0 | 0 | 0 | 0 | 0 | 0 | 0 | 0 | 0 | 0 | 0 | 0 | 0 | 0 | 0 | 0 | 0 | 0 | 0 | 0 | 0 | 0 | 0 | 0 | 0 | 0 | 0 | 0 | 0 | 0 | 0 | 0 | 0 | 0 | 0 | 0 | 0 | 0 | 0 | 0
|  | Total Fees for PRI |  |  |  |  | 0 | 0 | 0 | 0 | 0 | 0 | 0 | 0 | 0 | 0 | 0 | 0 | 0 | 0 | 0 | 0 | 0 | 0 | 0 | 0 | 0 | 0 | 0 | 0 | 0 | 0 | 0 | 0 | 0 | 0 | 0 | 0 | 0 | 0 | 0 | 0 | 0 | 0 | 0 | 0 | 0 | 0 | 0 | 0 | 0 | 0 | 0 | 0 | 0 | 0
| Year |  |  |  |  | 0 | 1 | 2 | 3 | 4 | 5 | 6 | 7 | 8 | 9 | 10 | 11 | 12 | 13 | 14 | 15 | 16 | 17 | 18 | 19 | 20 | 21 | 22 | 23 | 24 | 25 | 26 | 27 | 28 | 29 | 30 | 31 | 32 | 33 | 34 | 35 | 36 | 37 | 38 | 39 | 40 | 41 | 42 | 43 | 44 | 45 | 46 | 47 | 48 | 49 | 50
Technology #3
Public loan
|  | - Loan Amount | € |  |  | 0: 0
|  | - Loan Tenor | years |  |  | 0: 0
|  | - Interest Rate | % | bar: 0
Debt Service
|  | Interest Payment |  |  |  |  | 0 | 0 | 0 | 0 | 0 | 0 | 0 | 0 | 0 | 0 | 0 | 0 | 0 | 0 | 0 | 0 | 0 | 0 | 0 | 0 | 0 | 0 | 0 | 0 | 0 | 0 | 0 | 0 | 0 | 0 | 0 | 0 | 0 | 0 | 0 | 0 | 0 | 0 | 0 | 0 | 0 | 0 | 0 | 0 | 0 | 0 | 0 | 0 | 0 | 0
|  | Principal Payment |  |  |  |  | 0 | 0 | 0 | 0 | 0 | 0 | 0 | 0 | 0 | 0 | 0 | 0 | 0 | 0 | 0 | 0 | 0 | 0 | 0 | 0 | 0 | 0 | 0 | 0 | 0 | 0 | 0 | 0 | 0 | 0 | 0 | 0 | 0 | 0 | 0 | 0 | 0 | 0 | 0 | 0 | 0 | 0 | 0 | 0 | 0 | 0 | 0 | 0 | 0 | 0
|  | Total Debt Service |  |  |  |  | 0 | 0 | 0 | 0 | 0 | 0 | 0 | 0 | 0 | 0 | 0 | 0 | 0 | 0 | 0 | 0 | 0 | 0 | 0 | 0 | 0 | 0 | 0 | 0 | 0 | 0 | 0 | 0 | 0 | 0 | 0 | 0 | 0 | 0 | 0 | 0 | 0 | 0 | 0 | 0 | 0 | 0 | 0 | 0 | 0 | 0 | 0 | 0 | 0 | 0
Loan Amortization Schedule
|  | Beginning balance |  |  |  | 0 | 0 | 0 | 0 | 0 | 0 | 0 | 0 | 0 | 0 | 0 | 0 | 0 | 0 | 0 | 0 | 0 | 0 | 0 | 0 | 0 | 0 | 0 | 0 | 0 | 0 | 0 | 0 | 0 | 0 | 0 | 0 | 0 | 0 | 0 | 0 | 0 | 0 | 0 | 0 | 0 | 0 | 0 | 0 | 0 | 0 | 0 | 0 | 0 | 0 | 0
|  | Drawdowns |  |  |  | 0 | 0 | 0 | 0 | 0 | 0 | 0 | 0 | 0 | 0 | 0 | 0 | 0 | 0 | 0 | 0 | 0 | 0 | 0 | 0 | 0 | 0 | 0 | 0 | 0 | 0 | 0 | 0 | 0 | 0 | 0 | 0 | 0 | 0 | 0 | 0 | 0 | 0 | 0 | 0 | 0 | 0 | 0 | 0 | 0 | 0 | 0 | 0 | 0 | 0 | 0
|  | Loan repayment |  |  |  | 0 | 0 | 0 | 0 | 0 | 0 | 0 | 0 | 0 | 0 | 0 | 0 | 0 | 0 | 0 | 0 | 0 | 0 | 0 | 0 | 0 | 0 | 0 | 0 | 0 | 0 | 0 | 0 | 0 | 0 | 0 | 0 | 0 | 0 | 0 | 0 | 0 | 0 | 0 | 0 | 0 | 0 | 0 | 0 | 0 | 0 | 0 | 0 | 0 | 0 | 0
|  | Ending balance |  |  |  | 0 | 0 | 0 | 0 | 0 | 0 | 0 | 0 | 0 | 0 | 0 | 0 | 0 | 0 | 0 | 0 | 0 | 0 | 0 | 0 | 0 | 0 | 0 | 0 | 0 | 0 | 0 | 0 | 0 | 0 | 0 | 0 | 0 | 0 | 0 | 0 | 0 | 0 | 0 | 0 | 0 | 0 | 0 | 0 | 0 | 0 | 0 | 0 | 0 | 0 | 0
Fees
|  | Front-end Fee |  |  |  |  | 0 | 0 | 0 | 0 | 0 | 0 | 0 | 0 | 0 | 0 | 0 | 0 | 0 | 0 | 0 | 0 | 0 | 0 | 0 | 0 | 0 | 0 | 0 | 0 | 0 | 0 | 0 | 0 | 0 | 0 | 0 | 0 | 0 | 0 | 0 | 0 | 0 | 0 | 0 | 0 | 0 | 0 | 0 | 0 | 0 | 0 | 0 | 0 | 0 | 0
Commercial loans with public guarantees
|  | - Loan Amount | € |  |  | 0: 0
|  | - Loan Tenor | years |  |  | 0: 0
|  | - Interest Rate | % | bar: 0
|  | Guarantee Coverage, as a % of Commercial Loan Value | % | bar: 0
|  | Term of Public Guarantee Coverage | years |  |  | 0: 0
Debt Service
|  | Interest Payment |  |  |  |  | 0 | 0 | 0 | 0 | 0 | 0 | 0 | 0 | 0 | 0 | 0 | 0 | 0 | 0 | 0 | 0 | 0 | 0 | 0 | 0 | 0 | 0 | 0 | 0 | 0 | 0 | 0 | 0 | 0 | 0 | 0 | 0 | 0 | 0 | 0 | 0 | 0 | 0 | 0 | 0 | 0 | 0 | 0 | 0 | 0 | 0 | 0 | 0 | 0 | 0
|  | Principal Payment |  |  |  |  | 0 | 0 | 0 | 0 | 0 | 0 | 0 | 0 | 0 | 0 | 0 | 0 | 0 | 0 | 0 | 0 | 0 | 0 | 0 | 0 | 0 | 0 | 0 | 0 | 0 | 0 | 0 | 0 | 0 | 0 | 0 | 0 | 0 | 0 | 0 | 0 | 0 | 0 | 0 | 0 | 0 | 0 | 0 | 0 | 0 | 0 | 0 | 0 | 0 | 0
|  | Total Debt Service |  |  |  |  | 0 | 0 | 0 | 0 | 0 | 0 | 0 | 0 | 0 | 0 | 0 | 0 | 0 | 0 | 0 | 0 | 0 | 0 | 0 | 0 | 0 | 0 | 0 | 0 | 0 | 0 | 0 | 0 | 0 | 0 | 0 | 0 | 0 | 0 | 0 | 0 | 0 | 0 | 0 | 0 | 0 | 0 | 0 | 0 | 0 | 0 | 0 | 0 | 0 | 0
Loan Amortization Schedule
|  | Beginning balance |  |  |  | 0 | 0 | 0 | 0 | 0 | 0 | 0 | 0 | 0 | 0 | 0 | 0 | 0 | 0 | 0 | 0 | 0 | 0 | 0 | 0 | 0 | 0 | 0 | 0 | 0 | 0 | 0 | 0 | 0 | 0 | 0 | 0 | 0 | 0 | 0 | 0 | 0 | 0 | 0 | 0 | 0 | 0 | 0 | 0 | 0 | 0 | 0 | 0 | 0 | 0 | 0
|  | Drawdowns |  |  |  | 0 | 0 | 0 | 0 | 0 | 0 | 0 | 0 | 0 | 0 | 0 | 0 | 0 | 0 | 0 | 0 | 0 | 0 | 0 | 0 | 0 | 0 | 0 | 0 | 0 | 0 | 0 | 0 | 0 | 0 | 0 | 0 | 0 | 0 | 0 | 0 | 0 | 0 | 0 | 0 | 0 | 0 | 0 | 0 | 0 | 0 | 0 | 0 | 0 | 0 | 0
|  | Loan repayment |  |  |  | 0 | 0 | 0 | 0 | 0 | 0 | 0 | 0 | 0 | 0 | 0 | 0 | 0 | 0 | 0 | 0 | 0 | 0 | 0 | 0 | 0 | 0 | 0 | 0 | 0 | 0 | 0 | 0 | 0 | 0 | 0 | 0 | 0 | 0 | 0 | 0 | 0 | 0 | 0 | 0 | 0 | 0 | 0 | 0 | 0 | 0 | 0 | 0 | 0 | 0 | 0
|  | Ending balance |  |  |  | 0 | 0 | 0 | 0 | 0 | 0 | 0 | 0 | 0 | 0 | 0 | 0 | 0 | 0 | 0 | 0 | 0 | 0 | 0 | 0 | 0 | 0 | 0 | 0 | 0 | 0 | 0 | 0 | 0 | 0 | 0 | 0 | 0 | 0 | 0 | 0 | 0 | 0 | 0 | 0 | 0 | 0 | 0 | 0 | 0 | 0 | 0 | 0 | 0 | 0 | 0
Fees
|  | Front-end fee, commercial loan with guarantees |  |  |  |  | 0 | 0 | 0 | 0 | 0 | 0 | 0 | 0 | 0 | 0 | 0 | 0 | 0 | 0 | 0 | 0 | 0 | 0 | 0 | 0 | 0 | 0 | 0 | 0 | 0 | 0 | 0 | 0 | 0 | 0 | 0 | 0 | 0 | 0 | 0 | 0 | 0 | 0 | 0 | 0 | 0 | 0 | 0 | 0 | 0 | 0 | 0 | 0 | 0 | 0
|  | Front-end Fee, Public Guarantee |  |  |  |  | 0 | 0 | 0 | 0 | 0 | 0 | 0 | 0 | 0 | 0 | 0 | 0 | 0 | 0 | 0 | 0 | 0 | 0 | 0 | 0 | 0 | 0 | 0 | 0 | 0 | 0 | 0 | 0 | 0 | 0 | 0 | 0 | 0 | 0 | 0 | 0 | 0 | 0 | 0 | 0 | 0 | 0 | 0 | 0 | 0 | 0 | 0 | 0 | 0 | 0
|  | Annual Public Guarantee Fee |  |  |  |  | 0 | 0 | 0 | 0 | 0 | 0 | 0 | 0 | 0 | 0 | 0 | 0 | 0 | 0 | 0 | 0 | 0 | 0 | 0 | 0 | 0 | 0 | 0 | 0 | 0 | 0 | 0 | 0 | 0 | 0 | 0 | 0 | 0 | 0 | 0 | 0 | 0 | 0 | 0 | 0 | 0 | 0 | 0 | 0 | 0 | 0 | 0 | 0 | 0 | 0
Commercial loans without public guarantees
|  | - Loan Amount |  |  |  | 0: 0
|  | - Loan Tenor |  |  |  | 0: 0
- Interest Rate | bar: 0
Debt Service
|  | Interest Payment |  |  |  |  | 0 | 0 | 0 | 0 | 0 | 0 | 0 | 0 | 0 | 0 | 0 | 0 | 0 | 0 | 0 | 0 | 0 | 0 | 0 | 0 | 0 | 0 | 0 | 0 | 0 | 0 | 0 | 0 | 0 | 0 | 0 | 0 | 0 | 0 | 0 | 0 | 0 | 0 | 0 | 0 | 0 | 0 | 0 | 0 | 0 | 0 | 0 | 0 | 0 | 0
|  | Principal Payment |  |  |  |  | 0 | 0 | 0 | 0 | 0 | 0 | 0 | 0 | 0 | 0 | 0 | 0 | 0 | 0 | 0 | 0 | 0 | 0 | 0 | 0 | 0 | 0 | 0 | 0 | 0 | 0 | 0 | 0 | 0 | 0 | 0 | 0 | 0 | 0 | 0 | 0 | 0 | 0 | 0 | 0 | 0 | 0 | 0 | 0 | 0 | 0 | 0 | 0 | 0 | 0
|  | Total Debt Service |  |  |  |  | 0 | 0 | 0 | 0 | 0 | 0 | 0 | 0 | 0 | 0 | 0 | 0 | 0 | 0 | 0 | 0 | 0 | 0 | 0 | 0 | 0 | 0 | 0 | 0 | 0 | 0 | 0 | 0 | 0 | 0 | 0 | 0 | 0 | 0 | 0 | 0 | 0 | 0 | 0 | 0 | 0 | 0 | 0 | 0 | 0 | 0 | 0 | 0 | 0 | 0
Loan Amortization Schedule
|  | Beginning balance |  |  |  | 0 | 0 | 0 | 0 | 0 | 0 | 0 | 0 | 0 | 0 | 0 | 0 | 0 | 0 | 0 | 0 | 0 | 0 | 0 | 0 | 0 | 0 | 0 | 0 | 0 | 0 | 0 | 0 | 0 | 0 | 0 | 0 | 0 | 0 | 0 | 0 | 0 | 0 | 0 | 0 | 0 | 0 | 0 | 0 | 0 | 0 | 0 | 0 | 0 | 0 | 0
|  | Drawdowns |  |  |  | 0 | 0 | 0 | 0 | 0 | 0 | 0 | 0 | 0 | 0 | 0 | 0 | 0 | 0 | 0 | 0 | 0 | 0 | 0 | 0 | 0 | 0 | 0 | 0 | 0 | 0 | 0 | 0 | 0 | 0 | 0 | 0 | 0 | 0 | 0 | 0 | 0 | 0 | 0 | 0 | 0 | 0 | 0 | 0 | 0 | 0 | 0 | 0 | 0 | 0 | 0
|  | Loan repayment |  |  |  | 0 | 0 | 0 | 0 | 0 | 0 | 0 | 0 | 0 | 0 | 0 | 0 | 0 | 0 | 0 | 0 | 0 | 0 | 0 | 0 | 0 | 0 | 0 | 0 | 0 | 0 | 0 | 0 | 0 | 0 | 0 | 0 | 0 | 0 | 0 | 0 | 0 | 0 | 0 | 0 | 0 | 0 | 0 | 0 | 0 | 0 | 0 | 0 | 0 | 0 | 0
|  | Ending balance |  |  |  | 0 | 0 | 0 | 0 | 0 | 0 | 0 | 0 | 0 | 0 | 0 | 0 | 0 | 0 | 0 | 0 | 0 | 0 | 0 | 0 | 0 | 0 | 0 | 0 | 0 | 0 | 0 | 0 | 0 | 0 | 0 | 0 | 0 | 0 | 0 | 0 | 0 | 0 | 0 | 0 | 0 | 0 | 0 | 0 | 0 | 0 | 0 | 0 | 0 | 0 | 0
Fees
|  | Front-end fee, commercial loans without public guarantees |  |  |  |  | 0 | 0 | 0 | 0 | 0 | 0 | 0 | 0 | 0 | 0 | 0 | 0 | 0 | 0 | 0 | 0 | 0 | 0 | 0 | 0 | 0 | 0 | 0 | 0 | 0 | 0 | 0 | 0 | 0 | 0 | 0 | 0 | 0 | 0 | 0 | 0 | 0 | 0 | 0 | 0 | 0 | 0 | 0 | 0 | 0 | 0 | 0 | 0 | 0 | 0
Political Risk Insurance (PRI) for Equity Investment
|  | - Equity Investment Covered |  |  |  | 0: 0
|  | Term of Political Risk Insurance |  |  |  | 0: 0
|  | Front-end Fee |  |  |  | 0: 0
|  | Annual Political Risk Insurance Premium |  |  |  | 0: 0
Fees
|  | Front-end Fee |  |  |  |  | 0 | 0 | 0 | 0 | 0 | 0 | 0 | 0 | 0 | 0 | 0 | 0 | 0 | 0 | 0 | 0 | 0 | 0 | 0 | 0 | 0 | 0 | 0 | 0 | 0 | 0 | 0 | 0 | 0 | 0 | 0 | 0 | 0 | 0 | 0 | 0 | 0 | 0 | 0 | 0 | 0 | 0 | 0 | 0 | 0 | 0 | 0 | 0 | 0 | 0
|  | Annual Political Risk Insurance Premium |  |  |  |  | 0 | 0 | 0 | 0 | 0 | 0 | 0 | 0 | 0 | 0 | 0 | 0 | 0 | 0 | 0 | 0 | 0 | 0 | 0 | 0 | 0 | 0 | 0 | 0 | 0 | 0 | 0 | 0 | 0 | 0 | 0 | 0 | 0 | 0 | 0 | 0 | 0 | 0 | 0 | 0 | 0 | 0 | 0 | 0 | 0 | 0 | 0 | 0 | 0 | 0
|  | Total Fees for PRI |  |  |  |  | 0 | 0 | 0 | 0 | 0 | 0 | 0 | 0 | 0 | 0 | 0 | 0 | 0 | 0 | 0 | 0 | 0 | 0 | 0 | 0 | 0 | 0 | 0 | 0 | 0 | 0 | 0 | 0 | 0 | 0 | 0 | 0 | 0 | 0 | 0 | 0 | 0 | 0 | 0 | 0 | 0 | 0 | 0 | 0 | 0 | 0 | 0 | 0 | 0 | 0
Technology #4
Public loan
|  | - Loan Amount | € |  |  | 0: 0
|  | - Loan Tenor | years |  |  | 0: 0
|  | - Interest Rate | % | bar: 0 to 50
Debt Service
|  | Interest Payment |  |  |  |  | 0 | 0 | 0 | 0 | 0 | 0 | 0 | 0 | 0 | 0 | 0 | 0 | 0 | 0 | 0 | 0 | 0 | 0 | 0 | 0 | 0 | 0 | 0 | 0 | 0 | 0 | 0 | 0 | 0 | 0 | 0 | 0 | 0 | 0 | 0 | 0 | 0 | 0 | 0 | 0 | 0 | 0 | 0 | 0 | 0 | 0 | 0 | 0 | 0 | 0
|  | Principal Payment |  |  |  |  | 0 | 0 | 0 | 0 | 0 | 0 | 0 | 0 | 0 | 0 | 0 | 0 | 0 | 0 | 0 | 0 | 0 | 0 | 0 | 0 | 0 | 0 | 0 | 0 | 0 | 0 | 0 | 0 | 0 | 0 | 0 | 0 | 0 | 0 | 0 | 0 | 0 | 0 | 0 | 0 | 0 | 0 | 0 | 0 | 0 | 0 | 0 | 0 | 0 | 0
|  | Total Debt Service |  |  |  |  | 0 | 0 | 0 | 0 | 0 | 0 | 0 | 0 | 0 | 0 | 0 | 0 | 0 | 0 | 0 | 0 | 0 | 0 | 0 | 0 | 0 | 0 | 0 | 0 | 0 | 0 | 0 | 0 | 0 | 0 | 0 | 0 | 0 | 0 | 0 | 0 | 0 | 0 | 0 | 0 | 0 | 0 | 0 | 0 | 0 | 0 | 0 | 0 | 0 | 0
Loan Amortization Schedule
|  | Beginning balance |  |  |  | 0 | 0 | 0 | 0 | 0 | 0 | 0 | 0 | 0 | 0 | 0 | 0 | 0 | 0 | 0 | 0 | 0 | 0 | 0 | 0 | 0 | 0 | 0 | 0 | 0 | 0 | 0 | 0 | 0 | 0 | 0 | 0 | 0 | 0 | 0 | 0 | 0 | 0 | 0 | 0 | 0 | 0 | 0 | 0 | 0 | 0 | 0 | 0 | 0 | 0 | 0
|  | Drawdowns |  |  |  | 0 | 0 | 0 | 0 | 0 | 0 | 0 | 0 | 0 | 0 | 0 | 0 | 0 | 0 | 0 | 0 | 0 | 0 | 0 | 0 | 0 | 0 | 0 | 0 | 0 | 0 | 0 | 0 | 0 | 0 | 0 | 0 | 0 | 0 | 0 | 0 | 0 | 0 | 0 | 0 | 0 | 0 | 0 | 0 | 0 | 0 | 0 | 0 | 0 | 0 | 0
|  | Loan repayment |  |  |  | 0 | 0 | 0 | 0 | 0 | 0 | 0 | 0 | 0 | 0 | 0 | 0 | 0 | 0 | 0 | 0 | 0 | 0 | 0 | 0 | 0 | 0 | 0 | 0 | 0 | 0 | 0 | 0 | 0 | 0 | 0 | 0 | 0 | 0 | 0 | 0 | 0 | 0 | 0 | 0 | 0 | 0 | 0 | 0 | 0 | 0 | 0 | 0 | 0 | 0 | 0
|  | Ending balance |  |  |  | 0 | 0 | 0 | 0 | 0 | 0 | 0 | 0 | 0 | 0 | 0 | 0 | 0 | 0 | 0 | 0 | 0 | 0 | 0 | 0 | 0 | 0 | 0 | 0 | 0 | 0 | 0 | 0 | 0 | 0 | 0 | 0 | 0 | 0 | 0 | 0 | 0 | 0 | 0 | 0 | 0 | 0 | 0 | 0 | 0 | 0 | 0 | 0 | 0 | 0 | 0
Fees
|  | Front-end Fee |  |  |  |  | 0 | 0 | 0 | 0 | 0 | 0 | 0 | 0 | 0 | 0 | 0 | 0 | 0 | 0 | 0 | 0 | 0 | 0 | 0 | 0 | 0 | 0 | 0 | 0 | 0 | 0 | 0 | 0 | 0 | 0 | 0 | 0 | 0 | 0 | 0 | 0 | 0 | 0 | 0 | 0 | 0 | 0 | 0 | 0 | 0 | 0 | 0 | 0 | 0 | 0
Commercial loans with public guarantees
|  | - Loan Amount | € |  |  | 0: 0
|  | - Loan Tenor | years |  |  | 0: 0
|  | - Interest Rate | % | bar: 0 to 50
|  | Guarantee Coverage, as a % of Commercial Loan Value | % | bar: 0 to 50
|  | Term of Public Guarantee Coverage | years |  |  | 0: 0
Debt Service
|  | Interest Payment |  |  |  |  | 0 | 0 | 0 | 0 | 0 | 0 | 0 | 0 | 0 | 0 | 0 | 0 | 0 | 0 | 0 | 0 | 0 | 0 | 0 | 0 | 0 | 0 | 0 | 0 | 0 | 0 | 0 | 0 | 0 | 0 | 0 | 0 | 0 | 0 | 0 | 0 | 0 | 0 | 0 | 0 | 0 | 0 | 0 | 0 | 0 | 0 | 0 | 0 | 0 | 0
|  | Principal Payment |  |  |  |  | 0 | 0 | 0 | 0 | 0 | 0 | 0 | 0 | 0 | 0 | 0 | 0 | 0 | 0 | 0 | 0 | 0 | 0 | 0 | 0 | 0 | 0 | 0 | 0 | 0 | 0 | 0 | 0 | 0 | 0 | 0 | 0 | 0 | 0 | 0 | 0 | 0 | 0 | 0 | 0 | 0 | 0 | 0 | 0 | 0 | 0 | 0 | 0 | 0 | 0
|  | Total Debt Service |  |  |  |  | 0 | 0 | 0 | 0 | 0 | 0 | 0 | 0 | 0 | 0 | 0 | 0 | 0 | 0 | 0 | 0 | 0 | 0 | 0 | 0 | 0 | 0 | 0 | 0 | 0 | 0 | 0 | 0 | 0 | 0 | 0 | 0 | 0 | 0 | 0 | 0 | 0 | 0 | 0 | 0 | 0 | 0 | 0 | 0 | 0 | 0 | 0 | 0 | 0 | 0
Loan Amortization Schedule
|  | Beginning balance |  |  |  | 0 | 0 | 0 | 0 | 0 | 0 | 0 | 0 | 0 | 0 | 0 | 0 | 0 | 0 | 0 | 0 | 0 | 0 | 0 | 0 | 0 | 0 | 0 | 0 | 0 | 0 | 0 | 0 | 0 | 0 | 0 | 0 | 0 | 0 | 0 | 0 | 0 | 0 | 0 | 0 | 0 | 0 | 0 | 0 | 0 | 0 | 0 | 0 | 0 | 0 | 0
|  | Drawdowns |  |  |  | 0 | 0 | 0 | 0 | 0 | 0 | 0 | 0 | 0 | 0 | 0 | 0 | 0 | 0 | 0 | 0 | 0 | 0 | 0 | 0 | 0 | 0 | 0 | 0 | 0 | 0 | 0 | 0 | 0 | 0 | 0 | 0 | 0 | 0 | 0 | 0 | 0 | 0 | 0 | 0 | 0 | 0 | 0 | 0 | 0 | 0 | 0 | 0 | 0 | 0 | 0
|  | Loan repayment |  |  |  | 0 | 0 | 0 | 0 | 0 | 0 | 0 | 0 | 0 | 0 | 0 | 0 | 0 | 0 | 0 | 0 | 0 | 0 | 0 | 0 | 0 | 0 | 0 | 0 | 0 | 0 | 0 | 0 | 0 | 0 | 0 | 0 | 0 | 0 | 0 | 0 | 0 | 0 | 0 | 0 | 0 | 0 | 0 | 0 | 0 | 0 | 0 | 0 | 0 | 0 | 0
|  | Ending balance |  |  |  | 0 | 0 | 0 | 0 | 0 | 0 | 0 | 0 | 0 | 0 | 0 | 0 | 0 | 0 | 0 | 0 | 0 | 0 | 0 | 0 | 0 | 0 | 0 | 0 | 0 | 0 | 0 | 0 | 0 | 0 | 0 | 0 | 0 | 0 | 0 | 0 | 0 | 0 | 0 | 0 | 0 | 0 | 0 | 0 | 0 | 0 | 0 | 0 | 0 | 0 | 0
Fees
|  | Front-end fee, commercial loan with guarantees |  |  |  |  | 0 | 0 | 0 | 0 | 0 | 0 | 0 | 0 | 0 | 0 | 0 | 0 | 0 | 0 | 0 | 0 | 0 | 0 | 0 | 0 | 0 | 0 | 0 | 0 | 0 | 0 | 0 | 0 | 0 | 0 | 0 | 0 | 0 | 0 | 0 | 0 | 0 | 0 | 0 | 0 | 0 | 0 | 0 | 0 | 0 | 0 | 0 | 0 | 0 | 0
|  | Front-end Fee, Public Guarantee |  |  |  |  | 0 | 0 | 0 | 0 | 0 | 0 | 0 | 0 | 0 | 0 | 0 | 0 | 0 | 0 | 0 | 0 | 0 | 0 | 0 | 0 | 0 | 0 | 0 | 0 | 0 | 0 | 0 | 0 | 0 | 0 | 0 | 0 | 0 | 0 | 0 | 0 | 0 | 0 | 0 | 0 | 0 | 0 | 0 | 0 | 0 | 0 | 0 | 0 | 0 | 0
|  | Annual Public Guarantee Fee |  |  |  |  | 0 | 0 | 0 | 0 | 0 | 0 | 0 | 0 | 0 | 0 | 0 | 0 | 0 | 0 | 0 | 0 | 0 | 0 | 0 | 0 | 0 | 0 | 0 | 0 | 0 | 0 | 0 | 0 | 0 | 0 | 0 | 0 | 0 | 0 | 0 | 0 | 0 | 0 | 0 | 0 | 0 | 0 | 0 | 0 | 0 | 0 | 0 | 0 | 0 | 0
Commercial loans without public guarantees
|  | - Loan Amount |  |  |  | 0: 0
|  | - Loan Tenor |  |  |  | 0: 0
- Interest Rate | bar: 0 to 50
Debt Service
|  | Interest Payment |  |  |  |  | 0 | 0 | 0 | 0 | 0 | 0 | 0 | 0 | 0 | 0 | 0 | 0 | 0 | 0 | 0 | 0 | 0 | 0 | 0 | 0 | 0 | 0 | 0 | 0 | 0 | 0 | 0 | 0 | 0 | 0 | 0 | 0 | 0 | 0 | 0 | 0 | 0 | 0 | 0 | 0 | 0 | 0 | 0 | 0 | 0 | 0 | 0 | 0 | 0 | 0
|  | Principal Payment |  |  |  |  | 0 | 0 | 0 | 0 | 0 | 0 | 0 | 0 | 0 | 0 | 0 | 0 | 0 | 0 | 0 | 0 | 0 | 0 | 0 | 0 | 0 | 0 | 0 | 0 | 0 | 0 | 0 | 0 | 0 | 0 | 0 | 0 | 0 | 0 | 0 | 0 | 0 | 0 | 0 | 0 | 0 | 0 | 0 | 0 | 0 | 0 | 0 | 0 | 0 | 0
|  | Total Debt Service |  |  |  |  | 0 | 0 | 0 | 0 | 0 | 0 | 0 | 0 | 0 | 0 | 0 | 0 | 0 | 0 | 0 | 0 | 0 | 0 | 0 | 0 | 0 | 0 | 0 | 0 | 0 | 0 | 0 | 0 | 0 | 0 | 0 | 0 | 0 | 0 | 0 | 0 | 0 | 0 | 0 | 0 | 0 | 0 | 0 | 0 | 0 | 0 | 0 | 0 | 0 | 0
Loan Amortization Schedule
|  | Beginning balance |  |  |  | 0 | 0 | 0 | 0 | 0 | 0 | 0 | 0 | 0 | 0 | 0 | 0 | 0 | 0 | 0 | 0 | 0 | 0 | 0 | 0 | 0 | 0 | 0 | 0 | 0 | 0 | 0 | 0 | 0 | 0 | 0 | 0 | 0 | 0 | 0 | 0 | 0 | 0 | 0 | 0 | 0 | 0 | 0 | 0 | 0 | 0 | 0 | 0 | 0 | 0 | 0
|  | Drawdowns |  |  |  | 0 | 0 | 0 | 0 | 0 | 0 | 0 | 0 | 0 | 0 | 0 | 0 | 0 | 0 | 0 | 0 | 0 | 0 | 0 | 0 | 0 | 0 | 0 | 0 | 0 | 0 | 0 | 0 | 0 | 0 | 0 | 0 | 0 | 0 | 0 | 0 | 0 | 0 | 0 | 0 | 0 | 0 | 0 | 0 | 0 | 0 | 0 | 0 | 0 | 0 | 0
|  | Loan repayment |  |  |  | 0 | 0 | 0 | 0 | 0 | 0 | 0 | 0 | 0 | 0 | 0 | 0 | 0 | 0 | 0 | 0 | 0 | 0 | 0 | 0 | 0 | 0 | 0 | 0 | 0 | 0 | 0 | 0 | 0 | 0 | 0 | 0 | 0 | 0 | 0 | 0 | 0 | 0 | 0 | 0 | 0 | 0 | 0 | 0 | 0 | 0 | 0 | 0 | 0 | 0 | 0
|  | Ending balance |  |  |  | 0 | 0 | 0 | 0 | 0 | 0 | 0 | 0 | 0 | 0 | 0 | 0 | 0 | 0 | 0 | 0 | 0 | 0 | 0 | 0 | 0 | 0 | 0 | 0 | 0 | 0 | 0 | 0 | 0 | 0 | 0 | 0 | 0 | 0 | 0 | 0 | 0 | 0 | 0 | 0 | 0 | 0 | 0 | 0 | 0 | 0 | 0 | 0 | 0 | 0 | 0
Fees
|  | Front-end fee, commercial loans without public guarantees |  |  |  |  | 0 | 0 | 0 | 0 | 0 | 0 | 0 | 0 | 0 | 0 | 0 | 0 | 0 | 0 | 0 | 0 | 0 | 0 | 0 | 0 | 0 | 0 | 0 | 0 | 0 | 0 | 0 | 0 | 0 | 0 | 0 | 0 | 0 | 0 | 0 | 0 | 0 | 0 | 0 | 0 | 0 | 0 | 0 | 0 | 0 | 0 | 0 | 0 | 0 | 0
Political Risk Insurance (PRI) for Equity Investment
|  | - Equity Investment Covered |  |  |  | 0: 0
|  | Term of Political Risk Insurance |  |  |  | 0: 0
|  | Front-end Fee |  |  |  | 0: 0
|  | Annual Political Risk Insurance Premium |  |  |  | 0: 0
Fees
|  | Front-end Fee |  |  |  |  | 0 | 0 | 0 | 0 | 0 | 0 | 0 | 0 | 0 | 0 | 0 | 0 | 0 | 0 | 0 | 0 | 0 | 0 | 0 | 0 | 0 | 0 | 0 | 0 | 0 | 0 | 0 | 0 | 0 | 0 | 0 | 0 | 0 | 0 | 0 | 0 | 0 | 0 | 0 | 0 | 0 | 0 | 0 | 0 | 0 | 0 | 0 | 0 | 0 | 0
|  | Annual Political Risk Insurance Premium |  |  |  |  | 0 | 0 | 0 | 0 | 0 | 0 | 0 | 0 | 0 | 0 | 0 | 0 | 0 | 0 | 0 | 0 | 0 | 0 | 0 | 0 | 0 | 0 | 0 | 0 | 0 | 0 | 0 | 0 | 0 | 0 | 0 | 0 | 0 | 0 | 0 | 0 | 0 | 0 | 0 | 0 | 0 | 0 | 0 | 0 | 0 | 0 | 0 | 0 | 0 | 0
|  | Total Fees for PRI |  |  |  |  | 0 | 0 | 0 | 0 | 0 | 0 | 0 | 0 | 0 | 0 | 0 | 0 | 0 | 0 | 0 | 0 | 0 | 0 | 0 | 0 | 0 | 0 | 0 | 0 | 0 | 0 | 0 | 0 | 0 | 0 | 0 | 0 | 0 | 0 | 0 | 0 | 0 | 0 | 0 | 0 | 0 | 0 | 0 | 0 | 0 | 0 | 0 | 0 | 0 | 0
| Year |  |  |  |  | 0 | 1 | 2 | 3 | 4 | 5 | 6 | 7 | 8 | 9 | 10 | 11 | 12 | 13 | 14 | 15 | 16 | 17 | 18 | 19 | 20 | 21 | 22 | 23 | 24 | 25 | 26 | 27 | 28 | 29 | 30 | 31 | 32 | 33 | 34 | 35 | 36 | 37 | 38 | 39 | 40 | 41 | 42 | 43 | 44 | 45 | 46 | 47 | 48 | 49 | 50
Technology #5
Public loan
|  | - Loan Amount | € |  |  | 0: 0
|  | - Loan Tenor | years |  |  | 0: 0
|  | - Interest Rate | % | bar: 0
Debt Service
|  | Interest Payment |  |  |  |  | 0 | 0 | 0 | 0 | 0 | 0 | 0 | 0 | 0 | 0 | 0 | 0 | 0 | 0 | 0 | 0 | 0 | 0 | 0 | 0 | 0 | 0 | 0 | 0 | 0 | 0 | 0 | 0 | 0 | 0 | 0 | 0 | 0 | 0 | 0 | 0 | 0 | 0 | 0 | 0 | 0 | 0 | 0 | 0 | 0 | 0 | 0 | 0 | 0 | 0
|  | Principal Payment |  |  |  |  | 0 | 0 | 0 | 0 | 0 | 0 | 0 | 0 | 0 | 0 | 0 | 0 | 0 | 0 | 0 | 0 | 0 | 0 | 0 | 0 | 0 | 0 | 0 | 0 | 0 | 0 | 0 | 0 | 0 | 0 | 0 | 0 | 0 | 0 | 0 | 0 | 0 | 0 | 0 | 0 | 0 | 0 | 0 | 0 | 0 | 0 | 0 | 0 | 0 | 0
|  | Total Debt Service |  |  |  |  | 0 | 0 | 0 | 0 | 0 | 0 | 0 | 0 | 0 | 0 | 0 | 0 | 0 | 0 | 0 | 0 | 0 | 0 | 0 | 0 | 0 | 0 | 0 | 0 | 0 | 0 | 0 | 0 | 0 | 0 | 0 | 0 | 0 | 0 | 0 | 0 | 0 | 0 | 0 | 0 | 0 | 0 | 0 | 0 | 0 | 0 | 0 | 0 | 0 | 0
Loan Amortization Schedule
|  | Beginning balance |  |  |  | 0 | 0 | 0 | 0 | 0 | 0 | 0 | 0 | 0 | 0 | 0 | 0 | 0 | 0 | 0 | 0 | 0 | 0 | 0 | 0 | 0 | 0 | 0 | 0 | 0 | 0 | 0 | 0 | 0 | 0 | 0 | 0 | 0 | 0 | 0 | 0 | 0 | 0 | 0 | 0 | 0 | 0 | 0 | 0 | 0 | 0 | 0 | 0 | 0 | 0 | 0
|  | Drawdowns |  |  |  | 0 | 0 | 0 | 0 | 0 | 0 | 0 | 0 | 0 | 0 | 0 | 0 | 0 | 0 | 0 | 0 | 0 | 0 | 0 | 0 | 0 | 0 | 0 | 0 | 0 | 0 | 0 | 0 | 0 | 0 | 0 | 0 | 0 | 0 | 0 | 0 | 0 | 0 | 0 | 0 | 0 | 0 | 0 | 0 | 0 | 0 | 0 | 0 | 0 | 0 | 0
|  | Loan repayment |  |  |  | 0 | 0 | 0 | 0 | 0 | 0 | 0 | 0 | 0 | 0 | 0 | 0 | 0 | 0 | 0 | 0 | 0 | 0 | 0 | 0 | 0 | 0 | 0 | 0 | 0 | 0 | 0 | 0 | 0 | 0 | 0 | 0 | 0 | 0 | 0 | 0 | 0 | 0 | 0 | 0 | 0 | 0 | 0 | 0 | 0 | 0 | 0 | 0 | 0 | 0 | 0
|  | Ending balance |  |  |  | 0 | 0 | 0 | 0 | 0 | 0 | 0 | 0 | 0 | 0 | 0 | 0 | 0 | 0 | 0 | 0 | 0 | 0 | 0 | 0 | 0 | 0 | 0 | 0 | 0 | 0 | 0 | 0 | 0 | 0 | 0 | 0 | 0 | 0 | 0 | 0 | 0 | 0 | 0 | 0 | 0 | 0 | 0 | 0 | 0 | 0 | 0 | 0 | 0 | 0 | 0
Fees
|  | Front-end Fee |  |  |  |  | 0 | 0 | 0 | 0 | 0 | 0 | 0 | 0 | 0 | 0 | 0 | 0 | 0 | 0 | 0 | 0 | 0 | 0 | 0 | 0 | 0 | 0 | 0 | 0 | 0 | 0 | 0 | 0 | 0 | 0 | 0 | 0 | 0 | 0 | 0 | 0 | 0 | 0 | 0 | 0 | 0 | 0 | 0 | 0 | 0 | 0 | 0 | 0 | 0 | 0
Commercial loans with public guarantees
|  | - Loan Amount | € |  |  | 0: 0
|  | - Loan Tenor | years |  |  | 0: 0
|  | - Interest Rate | % | bar: 0
|  | Guarantee Coverage, as a % of Commercial Loan Value | % | bar: 0
|  | Term of Public Guarantee Coverage | years |  |  | 0: 0
Debt Service
|  | Interest Payment |  |  |  |  | 0 | 0 | 0 | 0 | 0 | 0 | 0 | 0 | 0 | 0 | 0 | 0 | 0 | 0 | 0 | 0 | 0 | 0 | 0 | 0 | 0 | 0 | 0 | 0 | 0 | 0 | 0 | 0 | 0 | 0 | 0 | 0 | 0 | 0 | 0 | 0 | 0 | 0 | 0 | 0 | 0 | 0 | 0 | 0 | 0 | 0 | 0 | 0 | 0 | 0
|  | Principal Payment |  |  |  |  | 0 | 0 | 0 | 0 | 0 | 0 | 0 | 0 | 0 | 0 | 0 | 0 | 0 | 0 | 0 | 0 | 0 | 0 | 0 | 0 | 0 | 0 | 0 | 0 | 0 | 0 | 0 | 0 | 0 | 0 | 0 | 0 | 0 | 0 | 0 | 0 | 0 | 0 | 0 | 0 | 0 | 0 | 0 | 0 | 0 | 0 | 0 | 0 | 0 | 0
|  | Total Debt Service |  |  |  |  | 0 | 0 | 0 | 0 | 0 | 0 | 0 | 0 | 0 | 0 | 0 | 0 | 0 | 0 | 0 | 0 | 0 | 0 | 0 | 0 | 0 | 0 | 0 | 0 | 0 | 0 | 0 | 0 | 0 | 0 | 0 | 0 | 0 | 0 | 0 | 0 | 0 | 0 | 0 | 0 | 0 | 0 | 0 | 0 | 0 | 0 | 0 | 0 | 0 | 0
Loan Amortization Schedule
|  | Beginning balance |  |  |  | 0 | 0 | 0 | 0 | 0 | 0 | 0 | 0 | 0 | 0 | 0 | 0 | 0 | 0 | 0 | 0 | 0 | 0 | 0 | 0 | 0 | 0 | 0 | 0 | 0 | 0 | 0 | 0 | 0 | 0 | 0 | 0 | 0 | 0 | 0 | 0 | 0 | 0 | 0 | 0 | 0 | 0 | 0 | 0 | 0 | 0 | 0 | 0 | 0 | 0 | 0
|  | Drawdowns |  |  |  | 0 | 0 | 0 | 0 | 0 | 0 | 0 | 0 | 0 | 0 | 0 | 0 | 0 | 0 | 0 | 0 | 0 | 0 | 0 | 0 | 0 | 0 | 0 | 0 | 0 | 0 | 0 | 0 | 0 | 0 | 0 | 0 | 0 | 0 | 0 | 0 | 0 | 0 | 0 | 0 | 0 | 0 | 0 | 0 | 0 | 0 | 0 | 0 | 0 | 0 | 0
|  | Loan repayment |  |  |  | 0 | 0 | 0 | 0 | 0 | 0 | 0 | 0 | 0 | 0 | 0 | 0 | 0 | 0 | 0 | 0 | 0 | 0 | 0 | 0 | 0 | 0 | 0 | 0 | 0 | 0 | 0 | 0 | 0 | 0 | 0 | 0 | 0 | 0 | 0 | 0 | 0 | 0 | 0 | 0 | 0 | 0 | 0 | 0 | 0 | 0 | 0 | 0 | 0 | 0 | 0
|  | Ending balance |  |  |  | 0 | 0 | 0 | 0 | 0 | 0 | 0 | 0 | 0 | 0 | 0 | 0 | 0 | 0 | 0 | 0 | 0 | 0 | 0 | 0 | 0 | 0 | 0 | 0 | 0 | 0 | 0 | 0 | 0 | 0 | 0 | 0 | 0 | 0 | 0 | 0 | 0 | 0 | 0 | 0 | 0 | 0 | 0 | 0 | 0 | 0 | 0 | 0 | 0 | 0 | 0
Fees
|  | Front-end fee, commercial loan with guarantees |  |  |  |  | 0 | 0 | 0 | 0 | 0 | 0 | 0 | 0 | 0 | 0 | 0 | 0 | 0 | 0 | 0 | 0 | 0 | 0 | 0 | 0 | 0 | 0 | 0 | 0 | 0 | 0 | 0 | 0 | 0 | 0 | 0 | 0 | 0 | 0 | 0 | 0 | 0 | 0 | 0 | 0 | 0 | 0 | 0 | 0 | 0 | 0 | 0 | 0 | 0 | 0
|  | Front-end Fee, Public Guarantee |  |  |  |  | 0 | 0 | 0 | 0 | 0 | 0 | 0 | 0 | 0 | 0 | 0 | 0 | 0 | 0 | 0 | 0 | 0 | 0 | 0 | 0 | 0 | 0 | 0 | 0 | 0 | 0 | 0 | 0 | 0 | 0 | 0 | 0 | 0 | 0 | 0 | 0 | 0 | 0 | 0 | 0 | 0 | 0 | 0 | 0 | 0 | 0 | 0 | 0 | 0 | 0
|  | Annual Public Guarantee Fee |  |  |  |  | 0 | 0 | 0 | 0 | 0 | 0 | 0 | 0 | 0 | 0 | 0 | 0 | 0 | 0 | 0 | 0 | 0 | 0 | 0 | 0 | 0 | 0 | 0 | 0 | 0 | 0 | 0 | 0 | 0 | 0 | 0 | 0 | 0 | 0 | 0 | 0 | 0 | 0 | 0 | 0 | 0 | 0 | 0 | 0 | 0 | 0 | 0 | 0 | 0 | 0
Commercial loans without public guarantees
|  | - Loan Amount |  |  |  | 0: 0
|  | - Loan Tenor |  |  |  | 0: 0
- Interest Rate | bar: 0
Debt Service
|  | Interest Payment |  |  |  |  | 0 | 0 | 0 | 0 | 0 | 0 | 0 | 0 | 0 | 0 | 0 | 0 | 0 | 0 | 0 | 0 | 0 | 0 | 0 | 0 | 0 | 0 | 0 | 0 | 0 | 0 | 0 | 0 | 0 | 0 | 0 | 0 | 0 | 0 | 0 | 0 | 0 | 0 | 0 | 0 | 0 | 0 | 0 | 0 | 0 | 0 | 0 | 0 | 0 | 0
|  | Principal Payment |  |  |  |  | 0 | 0 | 0 | 0 | 0 | 0 | 0 | 0 | 0 | 0 | 0 | 0 | 0 | 0 | 0 | 0 | 0 | 0 | 0 | 0 | 0 | 0 | 0 | 0 | 0 | 0 | 0 | 0 | 0 | 0 | 0 | 0 | 0 | 0 | 0 | 0 | 0 | 0 | 0 | 0 | 0 | 0 | 0 | 0 | 0 | 0 | 0 | 0 | 0 | 0
|  | Total Debt Service |  |  |  |  | 0 | 0 | 0 | 0 | 0 | 0 | 0 | 0 | 0 | 0 | 0 | 0 | 0 | 0 | 0 | 0 | 0 | 0 | 0 | 0 | 0 | 0 | 0 | 0 | 0 | 0 | 0 | 0 | 0 | 0 | 0 | 0 | 0 | 0 | 0 | 0 | 0 | 0 | 0 | 0 | 0 | 0 | 0 | 0 | 0 | 0 | 0 | 0 | 0 | 0
Loan Amortization Schedule
|  | Beginning balance |  |  |  | 0 | 0 | 0 | 0 | 0 | 0 | 0 | 0 | 0 | 0 | 0 | 0 | 0 | 0 | 0 | 0 | 0 | 0 | 0 | 0 | 0 | 0 | 0 | 0 | 0 | 0 | 0 | 0 | 0 | 0 | 0 | 0 | 0 | 0 | 0 | 0 | 0 | 0 | 0 | 0 | 0 | 0 | 0 | 0 | 0 | 0 | 0 | 0 | 0 | 0 | 0
|  | Drawdowns |  |  |  | 0 | 0 | 0 | 0 | 0 | 0 | 0 | 0 | 0 | 0 | 0 | 0 | 0 | 0 | 0 | 0 | 0 | 0 | 0 | 0 | 0 | 0 | 0 | 0 | 0 | 0 | 0 | 0 | 0 | 0 | 0 | 0 | 0 | 0 | 0 | 0 | 0 | 0 | 0 | 0 | 0 | 0 | 0 | 0 | 0 | 0 | 0 | 0 | 0 | 0 | 0
|  | Loan repayment |  |  |  | 0 | 0 | 0 | 0 | 0 | 0 | 0 | 0 | 0 | 0 | 0 | 0 | 0 | 0 | 0 | 0 | 0 | 0 | 0 | 0 | 0 | 0 | 0 | 0 | 0 | 0 | 0 | 0 | 0 | 0 | 0 | 0 | 0 | 0 | 0 | 0 | 0 | 0 | 0 | 0 | 0 | 0 | 0 | 0 | 0 | 0 | 0 | 0 | 0 | 0 | 0
|  | Ending balance |  |  |  | 0 | 0 | 0 | 0 | 0 | 0 | 0 | 0 | 0 | 0 | 0 | 0 | 0 | 0 | 0 | 0 | 0 | 0 | 0 | 0 | 0 | 0 | 0 | 0 | 0 | 0 | 0 | 0 | 0 | 0 | 0 | 0 | 0 | 0 | 0 | 0 | 0 | 0 | 0 | 0 | 0 | 0 | 0 | 0 | 0 | 0 | 0 | 0 | 0 | 0 | 0
Fees
|  | Front-end fee, commercial loans without public guarantees |  |  |  |  | 0 | 0 | 0 | 0 | 0 | 0 | 0 | 0 | 0 | 0 | 0 | 0 | 0 | 0 | 0 | 0 | 0 | 0 | 0 | 0 | 0 | 0 | 0 | 0 | 0 | 0 | 0 | 0 | 0 | 0 | 0 | 0 | 0 | 0 | 0 | 0 | 0 | 0 | 0 | 0 | 0 | 0 | 0 | 0 | 0 | 0 | 0 | 0 | 0 | 0
Political Risk Insurance (PRI) for Equity Investment
|  | - Equity Investment Covered |  |  |  | 0: 0
|  | Term of Political Risk Insurance |  |  |  | 0: 0
|  | Front-end Fee |  |  |  | 0: 0
|  | Annual Political Risk Insurance Premium |  |  |  | 0: 0
Fees
|  | Front-end Fee |  |  |  |  | 0 | 0 | 0 | 0 | 0 | 0 | 0 | 0 | 0 | 0 | 0 | 0 | 0 | 0 | 0 | 0 | 0 | 0 | 0 | 0 | 0 | 0 | 0 | 0 | 0 | 0 | 0 | 0 | 0 | 0 | 0 | 0 | 0 | 0 | 0 | 0 | 0 | 0 | 0 | 0 | 0 | 0 | 0 | 0 | 0 | 0 | 0 | 0 | 0 | 0
|  | Annual Political Risk Insurance Premium |  |  |  |  | 0 | 0 | 0 | 0 | 0 | 0 | 0 | 0 | 0 | 0 | 0 | 0 | 0 | 0 | 0 | 0 | 0 | 0 | 0 | 0 | 0 | 0 | 0 | 0 | 0 | 0 | 0 | 0 | 0 | 0 | 0 | 0 | 0 | 0 | 0 | 0 | 0 | 0 | 0 | 0 | 0 | 0 | 0 | 0 | 0 | 0 | 0 | 0 | 0 | 0
|  | Total Fees for PRI |  |  |  |  | 0 | 0 | 0 | 0 | 0 | 0 | 0 | 0 | 0 | 0 | 0 | 0 | 0 | 0 | 0 | 0 | 0 | 0 | 0 | 0 | 0 | 0 | 0 | 0 | 0 | 0 | 0 | 0 | 0 | 0 | 0 | 0 | 0 | 0 | 0 | 0 | 0 | 0 | 0 | 0 | 0 | 0 | 0 | 0 | 0 | 0 | 0 | 0 | 0 | 0
Technology #6
Public loan
|  | - Loan Amount | € |  |  | 0: 0
|  | - Loan Tenor | years |  |  | 0: 0
|  | - Interest Rate | % | bar: 0 to 50
Debt Service
|  | Interest Payment |  |  |  |  | 0 | 0 | 0 | 0 | 0 | 0 | 0 | 0 | 0 | 0 | 0 | 0 | 0 | 0 | 0 | 0 | 0 | 0 | 0 | 0 | 0 | 0 | 0 | 0 | 0 | 0 | 0 | 0 | 0 | 0 | 0 | 0 | 0 | 0 | 0 | 0 | 0 | 0 | 0 | 0 | 0 | 0 | 0 | 0 | 0 | 0 | 0 | 0 | 0 | 0
|  | Principal Payment |  |  |  |  | 0 | 0 | 0 | 0 | 0 | 0 | 0 | 0 | 0 | 0 | 0 | 0 | 0 | 0 | 0 | 0 | 0 | 0 | 0 | 0 | 0 | 0 | 0 | 0 | 0 | 0 | 0 | 0 | 0 | 0 | 0 | 0 | 0 | 0 | 0 | 0 | 0 | 0 | 0 | 0 | 0 | 0 | 0 | 0 | 0 | 0 | 0 | 0 | 0 | 0
|  | Total Debt Service |  |  |  |  | 0 | 0 | 0 | 0 | 0 | 0 | 0 | 0 | 0 | 0 | 0 | 0 | 0 | 0 | 0 | 0 | 0 | 0 | 0 | 0 | 0 | 0 | 0 | 0 | 0 | 0 | 0 | 0 | 0 | 0 | 0 | 0 | 0 | 0 | 0 | 0 | 0 | 0 | 0 | 0 | 0 | 0 | 0 | 0 | 0 | 0 | 0 | 0 | 0 | 0
Loan Amortization Schedule
|  | Beginning balance |  |  |  | 0 | 0 | 0 | 0 | 0 | 0 | 0 | 0 | 0 | 0 | 0 | 0 | 0 | 0 | 0 | 0 | 0 | 0 | 0 | 0 | 0 | 0 | 0 | 0 | 0 | 0 | 0 | 0 | 0 | 0 | 0 | 0 | 0 | 0 | 0 | 0 | 0 | 0 | 0 | 0 | 0 | 0 | 0 | 0 | 0 | 0 | 0 | 0 | 0 | 0 | 0
|  | Drawdowns |  |  |  | 0 | 0 | 0 | 0 | 0 | 0 | 0 | 0 | 0 | 0 | 0 | 0 | 0 | 0 | 0 | 0 | 0 | 0 | 0 | 0 | 0 | 0 | 0 | 0 | 0 | 0 | 0 | 0 | 0 | 0 | 0 | 0 | 0 | 0 | 0 | 0 | 0 | 0 | 0 | 0 | 0 | 0 | 0 | 0 | 0 | 0 | 0 | 0 | 0 | 0 | 0
|  | Loan repayment |  |  |  | 0 | 0 | 0 | 0 | 0 | 0 | 0 | 0 | 0 | 0 | 0 | 0 | 0 | 0 | 0 | 0 | 0 | 0 | 0 | 0 | 0 | 0 | 0 | 0 | 0 | 0 | 0 | 0 | 0 | 0 | 0 | 0 | 0 | 0 | 0 | 0 | 0 | 0 | 0 | 0 | 0 | 0 | 0 | 0 | 0 | 0 | 0 | 0 | 0 | 0 | 0
|  | Ending balance |  |  |  | 0 | 0 | 0 | 0 | 0 | 0 | 0 | 0 | 0 | 0 | 0 | 0 | 0 | 0 | 0 | 0 | 0 | 0 | 0 | 0 | 0 | 0 | 0 | 0 | 0 | 0 | 0 | 0 | 0 | 0 | 0 | 0 | 0 | 0 | 0 | 0 | 0 | 0 | 0 | 0 | 0 | 0 | 0 | 0 | 0 | 0 | 0 | 0 | 0 | 0 | 0
Fees
|  | Front-end Fee |  |  |  |  | 0 | 0 | 0 | 0 | 0 | 0 | 0 | 0 | 0 | 0 | 0 | 0 | 0 | 0 | 0 | 0 | 0 | 0 | 0 | 0 | 0 | 0 | 0 | 0 | 0 | 0 | 0 | 0 | 0 | 0 | 0 | 0 | 0 | 0 | 0 | 0 | 0 | 0 | 0 | 0 | 0 | 0 | 0 | 0 | 0 | 0 | 0 | 0 | 0 | 0
Commercial loans with public guarantees
|  | - Loan Amount | € |  |  | 0: 0
|  | - Loan Tenor | years |  |  | 0: 0
|  | - Interest Rate | % | bar: 0 to 50
|  | Guarantee Coverage, as a % of Commercial Loan Value | % | bar: 0 to 50
|  | Term of Public Guarantee Coverage | years |  |  | 0: 0
Debt Service
|  | Interest Payment |  |  |  |  | 0 | 0 | 0 | 0 | 0 | 0 | 0 | 0 | 0 | 0 | 0 | 0 | 0 | 0 | 0 | 0 | 0 | 0 | 0 | 0 | 0 | 0 | 0 | 0 | 0 | 0 | 0 | 0 | 0 | 0 | 0 | 0 | 0 | 0 | 0 | 0 | 0 | 0 | 0 | 0 | 0 | 0 | 0 | 0 | 0 | 0 | 0 | 0 | 0 | 0
|  | Principal Payment |  |  |  |  | 0 | 0 | 0 | 0 | 0 | 0 | 0 | 0 | 0 | 0 | 0 | 0 | 0 | 0 | 0 | 0 | 0 | 0 | 0 | 0 | 0 | 0 | 0 | 0 | 0 | 0 | 0 | 0 | 0 | 0 | 0 | 0 | 0 | 0 | 0 | 0 | 0 | 0 | 0 | 0 | 0 | 0 | 0 | 0 | 0 | 0 | 0 | 0 | 0 | 0
|  | Total Debt Service |  |  |  |  | 0 | 0 | 0 | 0 | 0 | 0 | 0 | 0 | 0 | 0 | 0 | 0 | 0 | 0 | 0 | 0 | 0 | 0 | 0 | 0 | 0 | 0 | 0 | 0 | 0 | 0 | 0 | 0 | 0 | 0 | 0 | 0 | 0 | 0 | 0 | 0 | 0 | 0 | 0 | 0 | 0 | 0 | 0 | 0 | 0 | 0 | 0 | 0 | 0 | 0
Loan Amortization Schedule
|  | Beginning balance |  |  |  | 0 | 0 | 0 | 0 | 0 | 0 | 0 | 0 | 0 | 0 | 0 | 0 | 0 | 0 | 0 | 0 | 0 | 0 | 0 | 0 | 0 | 0 | 0 | 0 | 0 | 0 | 0 | 0 | 0 | 0 | 0 | 0 | 0 | 0 | 0 | 0 | 0 | 0 | 0 | 0 | 0 | 0 | 0 | 0 | 0 | 0 | 0 | 0 | 0 | 0 | 0
|  | Drawdowns |  |  |  | 0 | 0 | 0 | 0 | 0 | 0 | 0 | 0 | 0 | 0 | 0 | 0 | 0 | 0 | 0 | 0 | 0 | 0 | 0 | 0 | 0 | 0 | 0 | 0 | 0 | 0 | 0 | 0 | 0 | 0 | 0 | 0 | 0 | 0 | 0 | 0 | 0 | 0 | 0 | 0 | 0 | 0 | 0 | 0 | 0 | 0 | 0 | 0 | 0 | 0 | 0
|  | Loan repayment |  |  |  | 0 | 0 | 0 | 0 | 0 | 0 | 0 | 0 | 0 | 0 | 0 | 0 | 0 | 0 | 0 | 0 | 0 | 0 | 0 | 0 | 0 | 0 | 0 | 0 | 0 | 0 | 0 | 0 | 0 | 0 | 0 | 0 | 0 | 0 | 0 | 0 | 0 | 0 | 0 | 0 | 0 | 0 | 0 | 0 | 0 | 0 | 0 | 0 | 0 | 0 | 0
|  | Ending balance |  |  |  | 0 | 0 | 0 | 0 | 0 | 0 | 0 | 0 | 0 | 0 | 0 | 0 | 0 | 0 | 0 | 0 | 0 | 0 | 0 | 0 | 0 | 0 | 0 | 0 | 0 | 0 | 0 | 0 | 0 | 0 | 0 | 0 | 0 | 0 | 0 | 0 | 0 | 0 | 0 | 0 | 0 | 0 | 0 | 0 | 0 | 0 | 0 | 0 | 0 | 0 | 0
Fees
|  | Front-end fee, commercial loan with guarantees |  |  |  |  | 0 | 0 | 0 | 0 | 0 | 0 | 0 | 0 | 0 | 0 | 0 | 0 | 0 | 0 | 0 | 0 | 0 | 0 | 0 | 0 | 0 | 0 | 0 | 0 | 0 | 0 | 0 | 0 | 0 | 0 | 0 | 0 | 0 | 0 | 0 | 0 | 0 | 0 | 0 | 0 | 0 | 0 | 0 | 0 | 0 | 0 | 0 | 0 | 0 | 0
|  | Front-end Fee, Public Guarantee |  |  |  |  | 0 | 0 | 0 | 0 | 0 | 0 | 0 | 0 | 0 | 0 | 0 | 0 | 0 | 0 | 0 | 0 | 0 | 0 | 0 | 0 | 0 | 0 | 0 | 0 | 0 | 0 | 0 | 0 | 0 | 0 | 0 | 0 | 0 | 0 | 0 | 0 | 0 | 0 | 0 | 0 | 0 | 0 | 0 | 0 | 0 | 0 | 0 | 0 | 0 | 0
|  | Annual Public Guarantee Fee |  |  |  |  | 0 | 0 | 0 | 0 | 0 | 0 | 0 | 0 | 0 | 0 | 0 | 0 | 0 | 0 | 0 | 0 | 0 | 0 | 0 | 0 | 0 | 0 | 0 | 0 | 0 | 0 | 0 | 0 | 0 | 0 | 0 | 0 | 0 | 0 | 0 | 0 | 0 | 0 | 0 | 0 | 0 | 0 | 0 | 0 | 0 | 0 | 0 | 0 | 0 | 0
Commercial loans without public guarantees
|  | - Loan Amount |  |  |  | 0: 0
|  | - Loan Tenor |  |  |  | 0: 0
- Interest Rate | bar: 0 to 50
Debt Service
|  | Interest Payment |  |  |  |  | 0 | 0 | 0 | 0 | 0 | 0 | 0 | 0 | 0 | 0 | 0 | 0 | 0 | 0 | 0 | 0 | 0 | 0 | 0 | 0 | 0 | 0 | 0 | 0 | 0 | 0 | 0 | 0 | 0 | 0 | 0 | 0 | 0 | 0 | 0 | 0 | 0 | 0 | 0 | 0 | 0 | 0 | 0 | 0 | 0 | 0 | 0 | 0 | 0 | 0
|  | Principal Payment |  |  |  |  | 0 | 0 | 0 | 0 | 0 | 0 | 0 | 0 | 0 | 0 | 0 | 0 | 0 | 0 | 0 | 0 | 0 | 0 | 0 | 0 | 0 | 0 | 0 | 0 | 0 | 0 | 0 | 0 | 0 | 0 | 0 | 0 | 0 | 0 | 0 | 0 | 0 | 0 | 0 | 0 | 0 | 0 | 0 | 0 | 0 | 0 | 0 | 0 | 0 | 0
|  | Total Debt Service |  |  |  |  | 0 | 0 | 0 | 0 | 0 | 0 | 0 | 0 | 0 | 0 | 0 | 0 | 0 | 0 | 0 | 0 | 0 | 0 | 0 | 0 | 0 | 0 | 0 | 0 | 0 | 0 | 0 | 0 | 0 | 0 | 0 | 0 | 0 | 0 | 0 | 0 | 0 | 0 | 0 | 0 | 0 | 0 | 0 | 0 | 0 | 0 | 0 | 0 | 0 | 0
Loan Amortization Schedule
|  | Beginning balance |  |  |  | 0 | 0 | 0 | 0 | 0 | 0 | 0 | 0 | 0 | 0 | 0 | 0 | 0 | 0 | 0 | 0 | 0 | 0 | 0 | 0 | 0 | 0 | 0 | 0 | 0 | 0 | 0 | 0 | 0 | 0 | 0 | 0 | 0 | 0 | 0 | 0 | 0 | 0 | 0 | 0 | 0 | 0 | 0 | 0 | 0 | 0 | 0 | 0 | 0 | 0 | 0
|  | Drawdowns |  |  |  | 0 | 0 | 0 | 0 | 0 | 0 | 0 | 0 | 0 | 0 | 0 | 0 | 0 | 0 | 0 | 0 | 0 | 0 | 0 | 0 | 0 | 0 | 0 | 0 | 0 | 0 | 0 | 0 | 0 | 0 | 0 | 0 | 0 | 0 | 0 | 0 | 0 | 0 | 0 | 0 | 0 | 0 | 0 | 0 | 0 | 0 | 0 | 0 | 0 | 0 | 0
|  | Loan repayment |  |  |  | 0 | 0 | 0 | 0 | 0 | 0 | 0 | 0 | 0 | 0 | 0 | 0 | 0 | 0 | 0 | 0 | 0 | 0 | 0 | 0 | 0 | 0 | 0 | 0 | 0 | 0 | 0 | 0 | 0 | 0 | 0 | 0 | 0 | 0 | 0 | 0 | 0 | 0 | 0 | 0 | 0 | 0 | 0 | 0 | 0 | 0 | 0 | 0 | 0 | 0 | 0
|  | Ending balance |  |  |  | 0 | 0 | 0 | 0 | 0 | 0 | 0 | 0 | 0 | 0 | 0 | 0 | 0 | 0 | 0 | 0 | 0 | 0 | 0 | 0 | 0 | 0 | 0 | 0 | 0 | 0 | 0 | 0 | 0 | 0 | 0 | 0 | 0 | 0 | 0 | 0 | 0 | 0 | 0 | 0 | 0 | 0 | 0 | 0 | 0 | 0 | 0 | 0 | 0 | 0 | 0
Fees
|  | Front-end fee, commercial loans without public guarantees |  |  |  |  | 0 | 0 | 0 | 0 | 0 | 0 | 0 | 0 | 0 | 0 | 0 | 0 | 0 | 0 | 0 | 0 | 0 | 0 | 0 | 0 | 0 | 0 | 0 | 0 | 0 | 0 | 0 | 0 | 0 | 0 | 0 | 0 | 0 | 0 | 0 | 0 | 0 | 0 | 0 | 0 | 0 | 0 | 0 | 0 | 0 | 0 | 0 | 0 | 0 | 0
Political Risk Insurance (PRI) for Equity Investment
|  | - Equity Investment Covered |  |  |  | 0: 0
|  | Term of Political Risk Insurance |  |  |  | 0: 0
|  | Front-end Fee |  |  |  | 0: 0
|  | Annual Political Risk Insurance Premium |  |  |  | 0: 0
Fees
|  | Front-end Fee |  |  |  |  | 0 | 0 | 0 | 0 | 0 | 0 | 0 | 0 | 0 | 0 | 0 | 0 | 0 | 0 | 0 | 0 | 0 | 0 | 0 | 0 | 0 | 0 | 0 | 0 | 0 | 0 | 0 | 0 | 0 | 0 | 0 | 0 | 0 | 0 | 0 | 0 | 0 | 0 | 0 | 0 | 0 | 0 | 0 | 0 | 0 | 0 | 0 | 0 | 0 | 0
|  | Annual Political Risk Insurance Premium |  |  |  |  | 0 | 0 | 0 | 0 | 0 | 0 | 0 | 0 | 0 | 0 | 0 | 0 | 0 | 0 | 0 | 0 | 0 | 0 | 0 | 0 | 0 | 0 | 0 | 0 | 0 | 0 | 0 | 0 | 0 | 0 | 0 | 0 | 0 | 0 | 0 | 0 | 0 | 0 | 0 | 0 | 0 | 0 | 0 | 0 | 0 | 0 | 0 | 0 | 0 | 0
|  | Total Fees for PRI |  |  |  |  | 0 | 0 | 0 | 0 | 0 | 0 | 0 | 0 | 0 | 0 | 0 | 0 | 0 | 0 | 0 | 0 | 0 | 0 | 0 | 0 | 0 | 0 | 0 | 0 | 0 | 0 | 0 | 0 | 0 | 0 | 0 | 0 | 0 | 0 | 0 | 0 | 0 | 0 | 0 | 0 | 0 | 0 | 0 | 0 | 0 | 0 | 0 | 0 | 0 | 0
C. DEPRECIATION, SUPPORTING CALCULATIONS
| Year |  |  |  |  | 0 | 1 | 2 | 3 | 4 | 5 | 6 | 7 | 8 | 9 | 10 | 11 | 12 | 13 | 14 | 15 | 16 | 17 | 18 | 19 | 20 | 21 | 22 | 23 | 24 | 25 | 26 | 27 | 28 | 29 | 30 | 31 | 32 | 33 | 34 | 35 | 36 | 37 | 38 | 39 | 40 | 41 | 42 | 43 | 44 | 45 | 46 | 47 | 48 | 49 | 50
CCGT
|  | Life of Asset | 25 | years
Straight Line depreciation schedule | bar: 0 to 50
Non-depreciable | bar: 0 to 50
[5 empty] | Allocation | 0: Depreciation Base
|  | Straight Line |  |  | 100% | 643697 | 25747.88 | 25747.88 | 25747.88 | 25747.88 | 25747.88 | 25747.88 | 25747.88 | 25747.88 | 25747.88 | 25747.88 | 25747.88 | 25747.88 | 25747.88 | 25747.88 | 25747.88 | 25747.88 | 25747.88 | 25747.88 | 25747.88 | 25747.88 | 25747.88 | 25747.88 | 25747.88 | 25747.88 | 25747.88 | 0 | 0 | 0 | 0 | 0 | 0 | 0 | 0 | 0 | 0 | 0 | 0 | 0 | 0 | 0 | 0 | 0 | 0 | 0 | 0 | 0 | 0 | 0 | 0 | 0
|  | Non-depreciable |  |  | 0% | 0 | 0 | 0 | 0 | 0 | 0 | 0 | 0 | 0 | 0 | 0 | 0 | 0 | 0 | 0 | 0 | 0 | 0 | 0 | 0 | 0 | 0 | 0 | 0 | 0 | 0 | 0 | 0 | 0 | 0 | 0 | 0 | 0 | 0 | 0 | 0 | 0 | 0 | 0 | 0 | 0 | 0 | 0 | 0 | 0 | 0 | 0 | 0 | 0 | 0 | 0
|  | Annual depreciation expense |  |  |  | 643697 | 25747.88 | 25747.88 | 25747.88 | 25747.88 | 25747.88 | 25747.88 | 25747.88 | 25747.88 | 25747.88 | 25747.88 | 25747.88 | 25747.88 | 25747.88 | 25747.88 | 25747.88 | 25747.88 | 25747.88 | 25747.88 | 25747.88 | 25747.88 | 25747.88 | 25747.88 | 25747.88 | 25747.88 | 25747.88 | 0 | 0 | 0 | 0 | 0 | 0 | 0 | 0 | 0 | 0 | 0 | 0 | 0 | 0 | 0 | 0 | 0 | 0 | 0 | 0 | 0 | 0 | 0 | 0 | 0
Technology #2
|  | Life of Asset | 0 | years
Straight Line depreciation schedule | bar: 0 to 50
Non-depreciable | bar: 0 to 50
[5 empty] | Allocation | 0: Depreciation Base
|  | Straight Line |  |  | 100% | 0 | 0 | 0 | 0 | 0 | 0 | 0 | 0 | 0 | 0 | 0 | 0 | 0 | 0 | 0 | 0 | 0 | 0 | 0 | 0 | 0 | 0 | 0 | 0 | 0 | 0 | 0 | 0 | 0 | 0 | 0 | 0 | 0 | 0 | 0 | 0 | 0 | 0 | 0 | 0 | 0 | 0 | 0 | 0 | 0 | 0 | 0 | 0 | 0 | 0 | 0
|  | Non-depreciable |  |  | 0% | 0 | 0 | 0 | 0 | 0 | 0 | 0 | 0 | 0 | 0 | 0 | 0 | 0 | 0 | 0 | 0 | 0 | 0 | 0 | 0 | 0 | 0 | 0 | 0 | 0 | 0 | 0 | 0 | 0 | 0 | 0 | 0 | 0 | 0 | 0 | 0 | 0 | 0 | 0 | 0 | 0 | 0 | 0 | 0 | 0 | 0 | 0 | 0 | 0 | 0 | 0
|  | Annual depreciation expense |  |  |  | 0 | 0 | 0 | 0 | 0 | 0 | 0 | 0 | 0 | 0 | 0 | 0 | 0 | 0 | 0 | 0 | 0 | 0 | 0 | 0 | 0 | 0 | 0 | 0 | 0 | 0 | 0 | 0 | 0 | 0 | 0 | 0 | 0 | 0 | 0 | 0 | 0 | 0 | 0 | 0 | 0 | 0 | 0 | 0 | 0 | 0 | 0 | 0 | 0 | 0 | 0
Technology #3
|  | Life of Asset | 0 | years
Straight Line depreciation schedule | bar: 0 to 50
Non-depreciable | bar: 0 to 50
[5 empty] | Allocation | 0: Depreciation Base
|  | Straight Line |  |  | 100% | 0 | 0 | 0 | 0 | 0 | 0 | 0 | 0 | 0 | 0 | 0 | 0 | 0 | 0 | 0 | 0 | 0 | 0 | 0 | 0 | 0 | 0 | 0 | 0 | 0 | 0 | 0 | 0 | 0 | 0 | 0 | 0 | 0 | 0 | 0 | 0 | 0 | 0 | 0 | 0 | 0 | 0 | 0 | 0 | 0 | 0 | 0 | 0 | 0 | 0 | 0
|  | Non-depreciable |  |  | 0% | 0 | 0 | 0 | 0 | 0 | 0 | 0 | 0 | 0 | 0 | 0 | 0 | 0 | 0 | 0 | 0 | 0 | 0 | 0 | 0 | 0 | 0 | 0 | 0 | 0 | 0 | 0 | 0 | 0 | 0 | 0 | 0 | 0 | 0 | 0 | 0 | 0 | 0 | 0 | 0 | 0 | 0 | 0 | 0 | 0 | 0 | 0 | 0 | 0 | 0 | 0
|  | Annual depreciation expense |  |  |  | 0 | 0 | 0 | 0 | 0 | 0 | 0 | 0 | 0 | 0 | 0 | 0 | 0 | 0 | 0 | 0 | 0 | 0 | 0 | 0 | 0 | 0 | 0 | 0 | 0 | 0 | 0 | 0 | 0 | 0 | 0 | 0 | 0 | 0 | 0 | 0 | 0 | 0 | 0 | 0 | 0 | 0 | 0 | 0 | 0 | 0 | 0 | 0 | 0 | 0 | 0
Technology #4
|  | Life of Asset | 0 | years
Straight Line depreciation schedule | bar: 0 to 50
Non-depreciable | bar: 0 to 50
[5 empty] | Allocation | 0: Depreciation Base
|  | Straight Line |  |  | 100% | 0 | 0 | 0 | 0 | 0 | 0 | 0 | 0 | 0 | 0 | 0 | 0 | 0 | 0 | 0 | 0 | 0 | 0 | 0 | 0 | 0 | 0 | 0 | 0 | 0 | 0 | 0 | 0 | 0 | 0 | 0 | 0 | 0 | 0 | 0 | 0 | 0 | 0 | 0 | 0 | 0 | 0 | 0 | 0 | 0 | 0 | 0 | 0 | 0 | 0 | 0
|  | Non-depreciable |  |  | 0% | 0 | 0 | 0 | 0 | 0 | 0 | 0 | 0 | 0 | 0 | 0 | 0 | 0 | 0 | 0 | 0 | 0 | 0 | 0 | 0 | 0 | 0 | 0 | 0 | 0 | 0 | 0 | 0 | 0 | 0 | 0 | 0 | 0 | 0 | 0 | 0 | 0 | 0 | 0 | 0 | 0 | 0 | 0 | 0 | 0 | 0 | 0 | 0 | 0 | 0 | 0
|  | Annual depreciation expense |  |  |  | 0 | 0 | 0 | 0 | 0 | 0 | 0 | 0 | 0 | 0 | 0 | 0 | 0 | 0 | 0 | 0 | 0 | 0 | 0 | 0 | 0 | 0 | 0 | 0 | 0 | 0 | 0 | 0 | 0 | 0 | 0 | 0 | 0 | 0 | 0 | 0 | 0 | 0 | 0 | 0 | 0 | 0 | 0 | 0 | 0 | 0 | 0 | 0 | 0 | 0 | 0
Technology #5
|  | Life of Asset | 0 | years
Straight Line depreciation schedule | bar: 0 to 50
Non-depreciable | bar: 0 to 50
[5 empty] | Allocation | 0: Depreciation Base
|  | Straight Line |  |  | 100% | 0 | 0 | 0 | 0 | 0 | 0 | 0 | 0 | 0 | 0 | 0 | 0 | 0 | 0 | 0 | 0 | 0 | 0 | 0 | 0 | 0 | 0 | 0 | 0 | 0 | 0 | 0 | 0 | 0 | 0 | 0 | 0 | 0 | 0 | 0 | 0 | 0 | 0 | 0 | 0 | 0 | 0 | 0 | 0 | 0 | 0 | 0 | 0 | 0 | 0 | 0
|  | Non-depreciable |  |  | 0% | 0 | 0 | 0 | 0 | 0 | 0 | 0 | 0 | 0 | 0 | 0 | 0 | 0 | 0 | 0 | 0 | 0 | 0 | 0 | 0 | 0 | 0 | 0 | 0 | 0 | 0 | 0 | 0 | 0 | 0 | 0 | 0 | 0 | 0 | 0 | 0 | 0 | 0 | 0 | 0 | 0 | 0 | 0 | 0 | 0 | 0 | 0 | 0 | 0 | 0 | 0
|  | Annual depreciation expense |  |  |  | 0 | 0 | 0 | 0 | 0 | 0 | 0 | 0 | 0 | 0 | 0 | 0 | 0 | 0 | 0 | 0 | 0 | 0 | 0 | 0 | 0 | 0 | 0 | 0 | 0 | 0 | 0 | 0 | 0 | 0 | 0 | 0 | 0 | 0 | 0 | 0 | 0 | 0 | 0 | 0 | 0 | 0 | 0 | 0 | 0 | 0 | 0 | 0 | 0 | 0 | 0
Technology #6
|  | Life of Asset | 0 | years
Straight Line depreciation schedule | bar: 0 to 50
Non-depreciable | bar: 0 to 50
[5 empty] | Allocation | 0: Depreciation Base
|  | Straight Line |  |  | 100% | 0 | 0 | 0 | 0 | 0 | 0 | 0 | 0 | 0 | 0 | 0 | 0 | 0 | 0 | 0 | 0 | 0 | 0 | 0 | 0 | 0 | 0 | 0 | 0 | 0 | 0 | 0 | 0 | 0 | 0 | 0 | 0 | 0 | 0 | 0 | 0 | 0 | 0 | 0 | 0 | 0 | 0 | 0 | 0 | 0 | 0 | 0 | 0 | 0 | 0 | 0
|  | Non-depreciable |  |  | 0% | 0 | 0 | 0 | 0 | 0 | 0 | 0 | 0 | 0 | 0 | 0 | 0 | 0 | 0 | 0 | 0 | 0 | 0 | 0 | 0 | 0 | 0 | 0 | 0 | 0 | 0 | 0 | 0 | 0 | 0 | 0 | 0 | 0 | 0 | 0 | 0 | 0 | 0 | 0 | 0 | 0 | 0 | 0 | 0 | 0 | 0 | 0 | 0 | 0 | 0 | 0
|  | Annual depreciation expense |  |  |  | 0 | 0 | 0 | 0 | 0 | 0 | 0 | 0 | 0 | 0 | 0 | 0 | 0 | 0 | 0 | 0 | 0 | 0 | 0 | 0 | 0 | 0 | 0 | 0 | 0 | 0 | 0 | 0 | 0 | 0 | 0 | 0 | 0 | 0 | 0 | 0 | 0 | 0 | 0 | 0 | 0 | 0 | 0 | 0 | 0 | 0 | 0 | 0 | 0 | 0 | 0
Note on H37: includes front-end fees for loans only.
Note on H38: includes front end fee and guarantee fee for guarantee coverage. Front-end fee is only included in Year 1.
Note on H39: includes front-end fee and annual risk insurance premium. Front end fee is only included in Year 1.
Note on H82: includes front-end fees for loans only.
Note on H83: includes front end fee and guarantee fee for guarantee coverage. Front-end fee is only included in Year 1.
Note on H84: includes front-end fee and annual risk insurance premium. Front end fee is only included in Year 1.
Note on H129: includes front-end fees for loans only.
Note on H130: includes front end fee and guarantee fee for guarantee coverage. Front-end fee is only included in Year 1.
Note on H131: includes front-end fee and annual risk insurance premium. Front end fee is only included in Year 1.
Note on H174: includes front-end fees for loans only.
Note on H175: includes front end fee and guarantee fee for guarantee coverage. Front-end fee is only included in Year 1.
Note on H176: includes front-end fee and annual risk insurance premium. Front end fee is only included in Year 1.
Note on H221: includes front-end fees for loans only.
Note on H222: includes front end fee and guarantee fee for guarantee coverage. Front-end fee is only included in Year 1.
Note on H223: includes front-end fee and annual risk insurance premium. Front end fee is only included in Year 1.
Note on H266: includes front-end fees for loans only.
Note on H267: includes front end fee and guarantee fee for guarantee coverage. Front-end fee is only included in Year 1.
Note on H268: includes front-end fee and annual risk insurance premium. Front end fee is only included in Year 1.

## V. LCOE, RE Generation
VERSION 2.0 (AUGUST 2017)
V. LCOE, RENEWABLE ENERGY GENERATION
This sheet is organised into four sections.
A. LCOE Model, Renewable Energy Generation Pre-derisking
B. LCOE Model, Renewable Energy Generation Post-derisking
C. Financing, Supporting Calculations
D. Depreciation, Supporting Calculations
A. LCOE MODEL: RENEWABLE ENERGY GENERATION, PRE-DERISKING
RENEWABLE ENERGY GENERATION, PRE-DERISKING
| Year |  |  |  |  | 0 | 1 | 2 | 3 | 4 | 5 | 6 | 7 | 8 | 9 | 10 | 11 | 12 | 13 | 14 | 15 | 16 | 17 | 18 | 19 | 20
| Degradation discount |  |  |  |  | 100% | 99.5% | 99% | 98.51% | 98.01% | 97.52% | 97.04% | 96.55% | 96.07% | 95.59% | 95.11% | 94.64% | 94.16% | 93.69% | 93.22% | 92.76% | 92.29% | 91.83% | 91.37% | 90.92% | 90.46%
| Energy production |  |  |  | MWh |  | 1415484.819 | 1408407.3949 | 1401365.3579 | 1394358.5311 | 1387386.7385 | 1380449.8048 | 1373547.5558 | 1366679.818 | 1359846.4189 | 1353047.1868 | 1346281.9509 | 1339550.5411 | 1332852.7884 | 1326188.5245 | 1319557.5818 | 1312959.7939 | 1306394.995 | 1299863.02 | 1293363.7049 | 1286896.8864
Operating & Financial Expenses
| Operations & Maintenance Expenses |  |  |  | € |  | 13414275 | 13682560.5 | 13956211.71 | 14235335.9442 | 14520042.6631 | 14810443.5163 | 15106652.3867 | 15408785.4344 | 15716961.1431 | 16031300.366 | 16351926.3733 | 16678964.9007 | 17012544.1988 | 17352795.0827 | 17699850.9844 | 18053848.0041 | 18414924.9642 | 18783223.4634 | 19158887.9327 | 19542065.6914
| Depreciation |  |  |  | € |  | 25250226.504 | 25250226.504 | 25250226.504 | 25250226.504 | 25250226.504 | 25250226.504 | 25250226.504 | 25250226.504 | 25250226.504 | 25250226.504 | 25250226.504 | 25250226.504 | 25250226.504 | 25250226.504 | 25250226.504 | 25250226.504 | 25250226.504 | 25250226.504 | 25250226.504 | 25250226.504
| Interest Expense, public loan |  |  |  | € |  | 0 | 0 | 0 | 0 | 0 | 0 | 0 | 0 | 0 | 0 | 0 | 0 | 0 | 0 | 0 | 0 | 0 | 0 | 0 | 0
| Interest Expense, commercial loan with public guarantees |  |  |  | € |  | 0 | 0 | 0 | 0 | 0 | 0 | 0 | 0 | 0 | 0 | 0 | 0 | 0 | 0 | 0 | 0 | 0 | 0 | 0 | 0
| Interest Expense, commercial loan without public guarantees |  |  |  | € |  | 29768688.0889 | 27980294.1981 | 26048828.796 | 23962846.1617 | 21709984.9168 | 19276894.7722 | 16649157.416 | 13811201.0713 | 10746208.2191 | 7436015.9387 | 3861008.2759 | 0 | 0 | 0 | 0 | 0 | 0 | 0 | 0 | 0
| Front-end Fees |  |  |  | € |  | 0 | 0 | 0 | 0 | 0 | 0 | 0 | 0 | 0 | 0 | 0 | 0 | 0 | 0 | 0 | 0 | 0 | 0 | 0 | 0
| Public Guarantee Fees |  |  |  | € |  | 0 | 0 | 0 | 0 | 0 | 0 | 0 | 0 | 0 | 0 | 0 | 0 | 0 | 0 | 0 | 0 | 0 | 0 | 0 | 0
| Political Risk Insurance - Fees & Annual Premium Payments |  |  |  | € |  | 0 | 0 | 0 | 0 | 0 | 0 | 0 | 0 | 0 | 0 | 0 | 0 | 0 | 0 | 0 | 0 | 0 | 0 | 0 | 0
After-Tax LCOE
| Operations & Maintenance Expenses |  |  |  | € |  | -13414275 | -13682560.5 | -13956211.71 | -14235335.9442 | -14520042.6631 | -14810443.5163 | -15106652.3867 | -15408785.4344 | -15716961.1431 | -16031300.366 | -16351926.3733 | -16678964.9007 | -17012544.1988 | -17352795.0827 | -17699850.9844 | -18053848.0041 | -18414924.9642 | -18783223.4634 | -19158887.9327 | -19542065.6914
| Front-end Fees |  |  |  | € |  | 0 | 0 | 0 | 0 | 0 | 0 | 0 | 0 | 0 | 0 | 0 | 0 | 0 | 0 | 0 | 0 | 0 | 0 | 0 | 0
| Public Guarantee Fees |  |  |  | € |  | 0 | 0 | 0 | 0 | 0 | 0 | 0 | 0 | 0 | 0 | 0 | 0 | 0 | 0 | 0 | 0 | 0 | 0 | 0 | 0
| Political Risk Insurance - Fees & Annual Premium Payments |  |  |  | € |  | 0 | 0 | 0 | 0 | 0 | 0 | 0 | 0 | 0 | 0 | 0 | 0 | 0 | 0 | 0 | 0 | 0 | 0 | 0 | 0
| Debt Financing Costs (principal and interest payments) |  |  |  | € |  | -52123611.7242 | -52123611.7242 | -52123611.7242 | -52123611.7242 | -52123611.7242 | -52123611.7242 | -52123611.7242 | -52123611.7242 | -52123611.7242 | -52123611.7242 | -52123611.7242 | 0 | 0 | 0 | 0 | 0 | 0 | 0 | 0 | 0
| Tax benefit of O&M expenses, depreciation, interest expense, and other financial expenses |  |  |  | € |  | 17108297.3982 | 16728270.3005 | 16313816.7525 | 15862102.1525 | 15370063.521 | 14834391.1981 | 14251509.0767 | 13617553.2524 | 12928348.9665 | 12179385.7022 | 11365790.2883 | 10482297.8512 | 10565692.6757 | 10650755.3967 | 10737519.3721 | 10826018.627 | 10916287.867 | 11008362.4919 | 11102278.6092 | 11198073.0488
| Total costs |  |  |  | € | -159475114.762 | -48429589.326 | -49077901.9237 | -49766006.6817 | -50496845.5159 | -51273590.8663 | -52099664.0424 | -52978755.0342 | -53914843.9062 | -54912223.9007 | -55975526.388 | -57109747.8092 | -6196667.0496 | -6446851.5231 | -6702039.6861 | -6962331.6123 | -7227829.3771 | -7498637.0971 | -7774860.9716 | -8056609.3235 | -8343992.6425
| Cost of equity |  |  |  |  | 0: 17%
| Net Present Value of total costs |  |  |  |  | 0: -412128280.9679
| Net Present Value of RE generation |  |  |  |  | 0: -7771811.3075
| LCOE (year 1) |  |  |  | €/MWh | 0: 53.0286
| LCOE (year 1) adjusted for taxes |  |  |  | €/MWh | 0: 70.7048
ESTIMATED CASH FLOWS TO EQUITY FROM RENEWABLE ENERGY INVESTMENT - CHECK - NPV = 0 AT THE COE
| Year |  |  |  |  | 0 | 1 | 2 | 3 | 4 | 5 | 6 | 7 | 8 | 9 | 10 | 11 | 12 | 13 | 14 | 15 | 16 | 17 | 18 | 19 | 20
| Energy production |  |  |  | MWh |  | 1415484.819 | 1408407.3949 | 1401365.3579 | 1394358.5311 | 1387386.7385 | 1380449.8048 | 1373547.5558 | 1366679.818 | 1359846.4189 | 1353047.1868 | 1346281.9509 | 1339550.5411 | 1332852.7884 | 1326188.5245 | 1319557.5818 | 1312959.7939 | 1306394.995 | 1299863.02 | 1293363.7049 | 1286896.8864
| Tariff |  |  |  | €/MWh |  | 70.7048 | 70.7048 | 70.7048 | 70.7048 | 70.7048 | 70.7048 | 70.7048 | 70.7048 | 70.7048 | 70.7048 | 70.7048 | 70.7048 | 70.7048 | 70.7048 | 70.7048 | 70.7048 | 70.7048 | 70.7048 | 70.7048 | 70.7048
| Operating Revenues |  |  |  | € |  | 100081572.941 | 99581165.0763 | 99083259.2509 | 98587842.9547 | 98094903.7399 | 97604429.2212 | 97116407.0751 | 96630825.0397 | 96147670.9145 | 95666932.5599 | 95188597.8971 | 94712654.9077 | 94239091.6331 | 93767896.175 | 93299056.6941 | 92832561.4106 | 92368398.6036 | 91906556.6105 | 91447023.8275 | 90989788.7084
| Operating & Maintenance Expenses |  |  |  | € |  | -13414275 | -13682560.5 | -13956211.71 | -14235335.9442 | -14520042.6631 | -14810443.5163 | -15106652.3867 | -15408785.4344 | -15716961.1431 | -16031300.366 | -16351926.3733 | -16678964.9007 | -17012544.1988 | -17352795.0827 | -17699850.9844 | -18053848.0041 | -18414924.9642 | -18783223.4634 | -19158887.9327 | -19542065.6914
| EBITDA | [5 empty] | 86667297.941 | 85898604.5763 | 85127047.5409 | 84352507.0105 | 83574861.0768 | 82793985.7049 | 82009754.6884 | 81222039.6053 | 80430709.7714 | 79635632.194 | 78836671.5239 | 78033690.0069 | 77226547.4344 | 76415101.0922 | 75599205.7097 | 74778713.4065 | 73953473.6394 | 73123333.1471 | 72288135.8948 | 71447723.017
| Depreciation | [5 empty] | -25250226.504 | -25250226.504 | -25250226.504 | -25250226.504 | -25250226.504 | -25250226.504 | -25250226.504 | -25250226.504 | -25250226.504 | -25250226.504 | -25250226.504 | -25250226.504 | -25250226.504 | -25250226.504 | -25250226.504 | -25250226.504 | -25250226.504 | -25250226.504 | -25250226.504 | -25250226.504
| EBIT | [5 empty] | 61417071.437 | 60648378.0723 | 59876821.0369 | 59102280.5065 | 58324634.5728 | 57543759.2009 | 56759528.1844 | 55971813.1013 | 55180483.2674 | 54385405.69 | 53586445.0199 | 52783463.5029 | 51976320.9304 | 51164874.5882 | 50348979.2057 | 49528486.9026 | 48703247.1354 | 47873106.6431 | 47037909.3908 | 46197496.513
| Interest Expense, public loan | [5 empty] | 0 | 0 | 0 | 0 | 0 | 0 | 0 | 0 | 0 | 0 | 0 | 0 | 0 | 0 | 0 | 0 | 0 | 0 | 0 | 0
| Interest Expense, commercial loan with public guarantees | [5 empty] | 0 | 0 | 0 | 0 | 0 | 0 | 0 | 0 | 0 | 0 | 0 | 0 | 0 | 0 | 0 | 0 | 0 | 0 | 0 | 0
| Interest Expense, commercial loan without public guarantees | [5 empty] | -29768688.0889 | -27980294.1981 | -26048828.796 | -23962846.1617 | -21709984.9168 | -19276894.7722 | -16649157.416 | -13811201.0713 | -10746208.2191 | -7436015.9387 | -3861008.2759 | 0 | 0 | 0 | 0 | 0 | 0 | 0 | 0 | 0
| Front-end Fees | [5 empty] | 0 | 0 | 0 | 0 | 0 | 0 | 0 | 0 | 0 | 0 | 0 | 0 | 0 | 0 | 0 | 0 | 0 | 0 | 0 | 0
| Public Guarantee Fees | [5 empty] | 0 | 0 | 0 | 0 | 0 | 0 | 0 | 0 | 0 | 0 | 0 | 0 | 0 | 0 | 0 | 0 | 0 | 0 | 0 | 0
| Political Risk Insurance - Fees & Annual Premium Payments | [5 empty] | 0 | 0 | 0 | 0 | 0 | 0 | 0 | 0 | 0 | 0 | 0 | 0 | 0 | 0 | 0 | 0 | 0 | 0 | 0 | 0
| Taxable Income | [5 empty] | 31648383.3481 | 32668083.8742 | 33827992.2409 | 35139434.3447 | 36614649.6561 | 38266864.4287 | 40110370.7684 | 42160612.03 | 44434275.0483 | 46949389.7513 | 49725436.744 | 52783463.5029 | 51976320.9304 | 51164874.5882 | 50348979.2057 | 49528486.9026 | 48703247.1354 | 47873106.6431 | 47037909.3908 | 46197496.513
| Taxes (Paid)/Refunded | [5 empty] | -7912095.837 | -8167020.9686 | -8456998.0602 | -8784858.5862 | -9153662.414 | -9566716.1072 | -10027592.6921 | -10540153.0075 | -11108568.7621 | -11737347.4378 | -12431359.186 | -13195865.8757 | -12994080.2326 | -12791218.6471 | -12587244.8014 | -12382121.7256 | -12175811.7839 | -11968276.6608 | -11759477.3477 | -11549374.1283
| Net Income | [5 empty] | 23736287.5111 | 24501062.9057 | 25370994.1807 | 26354575.7586 | 27460987.2421 | 28700148.3215 | 30082778.0763 | 31620459.0225 | 33325706.2862 | 35212042.3135 | 37294077.558 | 39587597.6272 | 38982240.6978 | 38373655.9412 | 37761734.4043 | 37146365.1769 | 36527435.3516 | 35904829.9823 | 35278432.0431 | 34648122.3848
| Investment cost |  |  |  | € | 0: -531583715.8734
| Net of debt financing |  |  |  | € | 0: 372108601.1114
| Equity investment |  |  |  | € | 0: -159475114.762
| Net income | [5 empty] | 23736287.5111 | 24501062.9057 | 25370994.1807 | 26354575.7586 | 27460987.2421 | 28700148.3215 | 30082778.0763 | 31620459.0225 | 33325706.2862 | 35212042.3135 | 37294077.558 | 39587597.6272 | 38982240.6978 | 38373655.9412 | 37761734.4043 | 37146365.1769 | 36527435.3516 | 35904829.9823 | 35278432.0431 | 34648122.3848
| + Depreciation |  |  |  | € |  | 25250226.504 | 25250226.504 | 25250226.504 | 25250226.504 | 25250226.504 | 25250226.504 | 25250226.504 | 25250226.504 | 25250226.504 | 25250226.504 | 25250226.504 | 25250226.504 | 25250226.504 | 25250226.504 | 25250226.504 | 25250226.504 | 25250226.504 | 25250226.504 | 25250226.504 | 25250226.504
| - Capital expenditures |  |  |  | €
| - Change in working capital |  |  |  | €
| - Principal repayments |  |  |  | € |  | -22354923.6353 | -24143317.5261 | -26074782.9282 | -28160765.5624 | -30413626.8074 | -32846716.952 | -35474454.3082 | -38312410.6528 | -41377403.5051 | -44687595.7855 | -48262603.4483 | 0 | 0 | 0 | 0 | 0 | 0 | 0 | 0 | 0
| + Salvage value |  |  |  | €
| After-tax Cash Flow to Equity |  |  |  | € | -159475114.762 | 26631590.3798 | 25607971.8836 | 24546437.7565 | 23444036.7001 | 22297586.9386 | 21103657.8735 | 19858550.2721 | 18558274.8736 | 17198529.2852 | 15774673.032 | 14281700.6137 | 64837824.1312 | 64232467.2018 | 63623882.4452 | 63011960.9083 | 62396591.6809 | 61777661.8556 | 61155056.4863 | 60528658.5471 | 59898348.8887
| Net Present Value |  |  |  |  | 0: -5.572e-09
B. LCOE MODEL: RENEWABLE ENERGY GENERATION, POST-DERISKING
RENEWABLE ENERGY GENERATION, POST-DERISKING
| Year |  |  |  |  | 0 | 1 | 2 | 3 | 4 | 5 | 6 | 7 | 8 | 9 | 10 | 11 | 12 | 13 | 14 | 15 | 16 | 17 | 18 | 19 | 20
| Degradation discount |  |  |  |  | 100% | 99.5% | 99% | 98.51% | 98.01% | 97.52% | 97.04% | 96.55% | 96.07% | 95.59% | 95.11% | 94.64% | 94.16% | 93.69% | 93.22% | 92.76% | 92.29% | 91.83% | 91.37% | 90.92% | 90.46%
| Energy production |  |  |  | MWh |  | 1415484.819 | 1408407.3949 | 1401365.3579 | 1394358.5311 | 1387386.7385 | 1380449.8048 | 1373547.5558 | 1366679.818 | 1359846.4189 | 1353047.1868 | 1346281.9509 | 1339550.5411 | 1332852.7884 | 1326188.5245 | 1319557.5818 | 1312959.7939 | 1306394.995 | 1299863.02 | 1293363.7049 | 1286896.8864
Operating & Financial Expenses
| Operations & Maintenance Expenses |  |  |  | € |  | 13414275 | 13682560.5 | 13956211.71 | 14235335.9442 | 14520042.6631 | 14810443.5163 | 15106652.3867 | 15408785.4344 | 15716961.1431 | 16031300.366 | 16351926.3733 | 16678964.9007 | 17012544.1988 | 17352795.0827 | 17699850.9844 | 18053848.0041 | 18414924.9642 | 18783223.4634 | 19158887.9327 | 19542065.6914
| Depreciation |  |  |  | € |  | 25250226.504 | 25250226.504 | 25250226.504 | 25250226.504 | 25250226.504 | 25250226.504 | 25250226.504 | 25250226.504 | 25250226.504 | 25250226.504 | 25250226.504 | 25250226.504 | 25250226.504 | 25250226.504 | 25250226.504 | 25250226.504 | 25250226.504 | 25250226.504 | 25250226.504 | 25250226.504
| Interest Expense, public loan |  |  |  | € |  | 4624778.3281 | 4469470.177 | 4307949.6998 | 4139968.4035 | 3965267.8554 | 3783579.2853 | 3594623.1725 | 3398108.8151 | 3193733.8835 | 2981183.9545 | 2760132.0284 | 2530238.0253 | 2291148.2621 | 2042494.9083 | 1783895.4204 | 1514951.9529 | 1235250.7468 | 944361.4924 | 641836.6678 | 327210.8503
| Interest Expense, commercial loan with public guarantees |  |  |  | € |  | 0 | 0 | 0 | 0 | 0 | 0 | 0 | 0 | 0 | 0 | 0 | 0 | 0 | 0 | 0 | 0 | 0 | 0 | 0 | 0
| Interest Expense, commercial loan without public guarantees |  |  |  | € |  | 15738659.5813 | 14796634.3435 | 13799652.1629 | 12744506.8988 | 11627805.3668 | 10445956.4272 | 9195159.4363 | 7871392.0239 | 6470397.1584 | 4987669.4566 | 3418440.695 | 1757664.4761 | 0 | 0 | 0 | 0 | 0 | 0 | 0 | 0
| Front-end Fees |  |  |  | € |  | 0 | 0 | 0 | 0 | 0 | 0 | 0 | 0 | 0 | 0 | 0 | 0 | 0 | 0 | 0 | 0 | 0 | 0 | 0 | 0
| Public Guarantee Fees |  |  |  | € |  | 0 | 0 | 0 | 0 | 0 | 0 | 0 | 0 | 0 | 0 | 0 | 0 | 0 | 0 | 0 | 0 | 0 | 0 | 0 | 0
| Political Risk Insurance - Fees & Annual Premium Payments |  |  |  | € |  | 0 | 0 | 0 | 0 | 0 | 0 | 0 | 0 | 0 | 0 | 0 | 0 | 0 | 0 | 0 | 0 | 0 | 0 | 0 | 0
After-Tax LCOE
| Operations & Maintenance Expenses |  |  |  | € |  | -13414275 | -13682560.5 | -13956211.71 | -14235335.9442 | -14520042.6631 | -14810443.5163 | -15106652.3867 | -15408785.4344 | -15716961.1431 | -16031300.366 | -16351926.3733 | -16678964.9007 | -17012544.1988 | -17352795.0827 | -17699850.9844 | -18053848.0041 | -18414924.9642 | -18783223.4634 | -19158887.9327 | -19542065.6914
| Front-end Fees |  |  |  | € |  | 0 | 0 | 0 | 0 | 0 | 0 | 0 | 0 | 0 | 0 | 0 | 0 | 0 | 0 | 0 | 0 | 0 | 0 | 0 | 0
| Public Guarantee Fees |  |  |  | € |  | 0 | 0 | 0 | 0 | 0 | 0 | 0 | 0 | 0 | 0 | 0 | 0 | 0 | 0 | 0 | 0 | 0 | 0 | 0 | 0
| Political Risk Insurance - Fees & Annual Premium Payments |  |  |  | € |  | 0 | 0 | 0 | 0 | 0 | 0 | 0 | 0 | 0 | 0 | 0 | 0 | 0 | 0 | 0 | 0 | 0 | 0 | 0 | 0
| Debt Financing Costs (principal and interest payments) |  |  |  | € |  | -40393538.2593 | -40393538.2593 | -40393538.2593 | -40393538.2593 | -40393538.2593 | -40393538.2593 | -40393538.2593 | -40393538.2593 | -40393538.2593 | -40393538.2593 | -40393538.2593 | -40393538.2593 | -8507482.1066 | -8507482.1066 | -8507482.1066 | -8507482.1066 | -8507482.1066 | -8507482.1066 | -8507482.1066 | -8507482.1066
| Tax benefit of O&M expenses, depreciation, interest expense, and other financial expenses |  |  |  | € |  | 14756984.8534 | 14549722.8811 | 14328510.0192 | 14092509.4376 | 13840835.5973 | 13572551.4332 | 13286665.3749 | 12982128.1944 | 12657829.6722 | 12312595.0703 | 11945181.4002 | 11554273.4765 | 11138479.7412 | 11161379.1238 | 11183493.2272 | 11204756.6152 | 11225100.5537 | 11244452.8649 | 11262737.7761 | 11279875.7614
| Total costs |  |  |  | € | -146185521.8652 | -39050828.4059 | -39526375.8782 | -40021239.9501 | -40536364.7659 | -41072745.3251 | -41631430.3424 | -42213525.2711 | -42820195.4994 | -43452669.7302 | -44112243.555 | -44800283.2324 | -45518229.6835 | -14381546.5641 | -14698898.0656 | -15023839.8638 | -15356573.4954 | -15697306.517 | -16046252.7051 | -16403632.2632 | -16769672.0365
| Cost of equity |  |  |  |  | 0: 12.99%
| Net Present Value of total costs |  |  |  |  | 0: -407320645.2684
| Net Present Value of RE generation |  |  |  |  | 0: -9664815.0737
| LCOE (year 1) |  |  |  | €/MWh | 0: 42.1447
| LCOE (year 1) adjusted for taxes |  |  |  | €/MWh | 0: 56.1929
ESTIMATED CASH FLOWS TO EQUITY FROM RENEWABLE ENERGY INVESTMENT - CHECK - NPV = 0 AT THE COE
| Year |  |  |  |  | 0 | 1 | 2 | 3 | 4 | 5 | 6 | 7 | 8 | 9 | 10 | 11 | 12 | 13 | 14 | 15 | 16 | 17 | 18 | 19 | 20
| Energy production |  |  |  | MWh |  | 1415484.819 | 1408407.3949 | 1401365.3579 | 1394358.5311 | 1387386.7385 | 1380449.8048 | 1373547.5558 | 1366679.818 | 1359846.4189 | 1353047.1868 | 1346281.9509 | 1339550.5411 | 1332852.7884 | 1326188.5245 | 1319557.5818 | 1312959.7939 | 1306394.995 | 1299863.02 | 1293363.7049 | 1286896.8864
| Tariff |  |  |  | €/MWh |  | 56.1929 | 56.1929 | 56.1929 | 56.1929 | 56.1929 | 56.1929 | 56.1929 | 56.1929 | 56.1929 | 56.1929 | 56.1929 | 56.1929 | 56.1929 | 56.1929 | 56.1929 | 56.1929 | 56.1929 | 56.1929 | 56.1929 | 56.1929
| Operating Revenues |  |  |  | € |  | 79540227.1639 | 79142526.0281 | 78746813.3979 | 78353079.3309 | 77961313.9343 | 77571507.3646 | 77183649.8278 | 76797731.5787 | 76413742.9208 | 76031674.2062 | 75651515.8351 | 75273258.256 | 74896891.9647 | 74522407.5048 | 74149795.4673 | 73779046.49 | 73410151.2575 | 73043100.5013 | 72677884.9987 | 72314495.5738
| Operating & Maintenance Expenses |  |  |  | € |  | -13414275 | -13682560.5 | -13956211.71 | -14235335.9442 | -14520042.6631 | -14810443.5163 | -15106652.3867 | -15408785.4344 | -15716961.1431 | -16031300.366 | -16351926.3733 | -16678964.9007 | -17012544.1988 | -17352795.0827 | -17699850.9844 | -18053848.0041 | -18414924.9642 | -18783223.4634 | -19158887.9327 | -19542065.6914
| EBITDA | [5 empty] | 66125952.1639 | 65459965.5281 | 64790601.6879 | 64117743.3867 | 63441271.2712 | 62761063.8483 | 62076997.4411 | 61388946.1442 | 60696781.7777 | 60000373.8402 | 59299589.4619 | 58594293.3552 | 57884347.7659 | 57169612.4221 | 56449944.4829 | 55725198.4859 | 54995226.2934 | 54259877.0378 | 53518997.066 | 52772429.8824
| Depreciation | [5 empty] | -25250226.504 | -25250226.504 | -25250226.504 | -25250226.504 | -25250226.504 | -25250226.504 | -25250226.504 | -25250226.504 | -25250226.504 | -25250226.504 | -25250226.504 | -25250226.504 | -25250226.504 | -25250226.504 | -25250226.504 | -25250226.504 | -25250226.504 | -25250226.504 | -25250226.504 | -25250226.504
| EBIT | [5 empty] | 40875725.6599 | 40209739.0241 | 39540375.1839 | 38867516.8828 | 38191044.7672 | 37510837.3443 | 36826770.9371 | 36138719.6403 | 35446555.2737 | 34750147.3362 | 34049362.9579 | 33344066.8512 | 32634121.2619 | 31919385.9181 | 31199717.979 | 30474971.9819 | 29744999.7894 | 29009650.5338 | 28268770.5621 | 27522203.3784
| Interest Expense, public loan | [5 empty] | -4624778.3281 | -4469470.177 | -4307949.6998 | -4139968.4035 | -3965267.8554 | -3783579.2853 | -3594623.1725 | -3398108.8151 | -3193733.8835 | -2981183.9545 | -2760132.0284 | -2530238.0253 | -2291148.2621 | -2042494.9083 | -1783895.4204 | -1514951.9529 | -1235250.7468 | -944361.4924 | -641836.6678 | -327210.8503
| Interest Expense, commercial loan with public guarantees | [5 empty] | 0 | 0 | 0 | 0 | 0 | 0 | 0 | 0 | 0 | 0 | 0 | 0 | 0 | 0 | 0 | 0 | 0 | 0 | 0 | 0
| Interest Expense, commercial loan without public guarantees | [5 empty] | -15738659.5813 | -14796634.3435 | -13799652.1629 | -12744506.8988 | -11627805.3668 | -10445956.4272 | -9195159.4363 | -7871392.0239 | -6470397.1584 | -4987669.4566 | -3418440.695 | -1757664.4761 | 0 | 0 | 0 | 0 | 0 | 0 | 0 | 0
| Front-end Fees | [5 empty] | 0 | 0 | 0 | 0 | 0 | 0 | 0 | 0 | 0 | 0 | 0 | 0 | 0 | 0 | 0 | 0 | 0 | 0 | 0 | 0
| Public Guarantee Fees | [5 empty] | 0 | 0 | 0 | 0 | 0 | 0 | 0 | 0 | 0 | 0 | 0 | 0 | 0 | 0 | 0 | 0 | 0 | 0 | 0 | 0
| Political Risk Insurance - Fees & Annual Premium Payments | [5 empty] | 0 | 0 | 0 | 0 | 0 | 0 | 0 | 0 | 0 | 0 | 0 | 0 | 0 | 0 | 0 | 0 | 0 | 0 | 0 | 0
| Taxable Income | [5 empty] | 20512287.7505 | 20943634.5036 | 21432773.3213 | 21983041.5805 | 22597971.545 | 23281301.6317 | 24036988.3284 | 24869218.8012 | 25782424.2318 | 26781293.9251 | 27870790.2345 | 29056164.3498 | 30342972.9999 | 29876891.0098 | 29415822.5586 | 28960020.029 | 28509749.0426 | 28065289.0415 | 27626933.8942 | 27194992.5282
| Taxes (Paid)/Refunded | [5 empty] | -5128071.9376 | -5235908.6259 | -5358193.3303 | -5495760.3951 | -5649492.8863 | -5820325.4079 | -6009247.0821 | -6217304.7003 | -6445606.058 | -6695323.4813 | -6967697.5586 | -7264041.0875 | -7585743.25 | -7469222.7525 | -7353955.6396 | -7240005.0073 | -7127437.2607 | -7016322.2604 | -6906733.4736 | -6798748.132
| Net Income | [5 empty] | 15384215.8129 | 15707725.8777 | 16074579.9909 | 16487281.1854 | 16948478.6588 | 17460976.2238 | 18027741.2463 | 18651914.1009 | 19336818.1739 | 20085970.4438 | 20903092.6758 | 21792123.2624 | 22757229.7499 | 22407668.2574 | 22061866.9189 | 21720015.0218 | 21382311.782 | 21048966.7811 | 20720200.4207 | 20396244.3961
| Investment cost |  |  |  | € | 0: -531583715.8734
| Net of debt financing |  |  |  | € | 0: 385398194.0082
| Equity investment |  |  |  | € | 0: -146185521.8652
| Net income | [5 empty] | 15384215.8129 | 15707725.8777 | 16074579.9909 | 16487281.1854 | 16948478.6588 | 17460976.2238 | 18027741.2463 | 18651914.1009 | 19336818.1739 | 20085970.4438 | 20903092.6758 | 21792123.2624 | 22757229.7499 | 22407668.2574 | 22061866.9189 | 21720015.0218 | 21382311.782 | 21048966.7811 | 20720200.4207 | 20396244.3961
| + Depreciation |  |  |  | € |  | 25250226.504 | 25250226.504 | 25250226.504 | 25250226.504 | 25250226.504 | 25250226.504 | 25250226.504 | 25250226.504 | 25250226.504 | 25250226.504 | 25250226.504 | 25250226.504 | 25250226.504 | 25250226.504 | 25250226.504 | 25250226.504 | 25250226.504 | 25250226.504 | 25250226.504 | 25250226.504
| - Capital expenditures |  |  |  | €
| - Change in working capital |  |  |  | €
| - Principal repayments |  |  |  | € |  | -20030100.3499 | -21127433.7389 | -22285936.3966 | -23509062.957 | -24800465.0371 | -26164002.5467 | -27603755.6505 | -29124037.4203 | -30729407.2174 | -32424684.8482 | -34214965.5359 | -36105635.7579 | -6216333.8445 | -6464987.1983 | -6723586.6862 | -6992530.1537 | -7272231.3598 | -7563120.6142 | -7865645.4388 | -8180271.2563
| + Salvage value |  |  |  | €
| After-tax Cash Flow to Equity |  |  |  | € | -146185521.8652 | 20604341.967 | 19830518.6429 | 19038870.0983 | 18228444.7323 | 17398240.1257 | 16547200.181 | 15674212.0997 | 14778103.1846 | 13857637.4604 | 12911512.0996 | 11938353.6439 | 10936714.0085 | 41791122.4094 | 41192907.5631 | 40588506.7367 | 39977711.3721 | 39360306.9261 | 38736072.6709 | 38104781.4859 | 37466199.6438
| Net Present Value |  |  |  |  | 0: -9.4785e-08
C. FINANCING, SUPPORTING CALCULATIONS
| Year |  |  |  |  | 0 | 1 | 2 | 3 | 4 | 5 | 6 | 7 | 8 | 9 | 10 | 11 | 12 | 13 | 14 | 15 | 16 | 17 | 18 | 19 | 20
RENEWABLE ENERGY GENERATION, PRE-DERISKING
Public loan
|  | - Loan Amount | € |  |  | 0: 0
|  | - Loan Tenor | years |  |  | 0: 0
|  | - Interest Rate | % | bar: 0
Debt Service
|  | Interest Payment |  |  |  |  | 0 | 0 | 0 | 0 | 0 | 0 | 0 | 0 | 0 | 0 | 0 | 0 | 0 | 0 | 0 | 0 | 0 | 0 | 0 | 0
|  | Principal Payment |  |  |  |  | 0 | 0 | 0 | 0 | 0 | 0 | 0 | 0 | 0 | 0 | 0 | 0 | 0 | 0 | 0 | 0 | 0 | 0 | 0 | 0
|  | Total Debt Service |  |  |  |  | 0 | 0 | 0 | 0 | 0 | 0 | 0 | 0 | 0 | 0 | 0 | 0 | 0 | 0 | 0 | 0 | 0 | 0 | 0 | 0
Loan Amortization Schedule
|  | Beginning balance |  |  |  | 0 | 0 | 0 | 0 | 0 | 0 | 0 | 0 | 0 | 0 | 0 | 0 | 0 | 0 | 0 | 0 | 0 | 0 | 0 | 0 | 0
|  | Drawdowns |  |  |  | 0 | 0 | 0 | 0 | 0 | 0 | 0 | 0 | 0 | 0 | 0 | 0 | 0 | 0 | 0 | 0 | 0 | 0 | 0 | 0 | 0
|  | Loan repayment |  |  |  | 0 | 0 | 0 | 0 | 0 | 0 | 0 | 0 | 0 | 0 | 0 | 0 | 0 | 0 | 0 | 0 | 0 | 0 | 0 | 0 | 0
|  | Ending balance |  |  |  | 0 | 0 | 0 | 0 | 0 | 0 | 0 | 0 | 0 | 0 | 0 | 0 | 0 | 0 | 0 | 0 | 0 | 0 | 0 | 0 | 0
Fees
|  | Front-end Fee |  |  |  |  | 0 | 0 | 0 | 0 | 0 | 0 | 0 | 0 | 0 | 0 | 0 | 0 | 0 | 0 | 0 | 0 | 0 | 0 | 0 | 0
Commercial loans with public guarantees
|  | - Loan Amount | € |  |  | 0: 0
|  | - Loan Tenor | years |  |  | 0: 0
|  | - Interest Rate | % | bar: 0
|  | Guarantee coverage | % | bar: 0
|  | Term of guarantee coverage | years |  |  | 0: 0
Debt Service
|  | Interest Payment |  |  |  |  | 0 | 0 | 0 | 0 | 0 | 0 | 0 | 0 | 0 | 0 | 0 | 0 | 0 | 0 | 0 | 0 | 0 | 0 | 0 | 0
|  | Principal Payment |  |  |  |  | 0 | 0 | 0 | 0 | 0 | 0 | 0 | 0 | 0 | 0 | 0 | 0 | 0 | 0 | 0 | 0 | 0 | 0 | 0 | 0
|  | Total Debt Service |  |  |  |  | 0 | 0 | 0 | 0 | 0 | 0 | 0 | 0 | 0 | 0 | 0 | 0 | 0 | 0 | 0 | 0 | 0 | 0 | 0 | 0
Loan Amortization Schedule
|  | Beginning balance |  |  |  | 0 | 0 | 0 | 0 | 0 | 0 | 0 | 0 | 0 | 0 | 0 | 0 | 0 | 0 | 0 | 0 | 0 | 0 | 0 | 0 | 0
|  | Drawdowns |  |  |  | 0 | 0 | 0 | 0 | 0 | 0 | 0 | 0 | 0 | 0 | 0 | 0 | 0 | 0 | 0 | 0 | 0 | 0 | 0 | 0 | 0
|  | Loan repayment |  |  |  | 0 | 0 | 0 | 0 | 0 | 0 | 0 | 0 | 0 | 0 | 0 | 0 | 0 | 0 | 0 | 0 | 0 | 0 | 0 | 0 | 0
|  | Ending balance |  |  |  | 0 | 0 | 0 | 0 | 0 | 0 | 0 | 0 | 0 | 0 | 0 | 0 | 0 | 0 | 0 | 0 | 0 | 0 | 0 | 0 | 0
Fees
|  | Front-end fee, commercial loan with guarantees |  |  |  |  | 0 | 0 | 0 | 0 | 0 | 0 | 0 | 0 | 0 | 0 | 0 | 0 | 0 | 0 | 0 | 0 | 0 | 0 | 0 | 0
|  | Front-end Fee, Public Guarantee |  |  |  |  | 0 | 0 | 0 | 0 | 0 | 0 | 0 | 0 | 0 | 0 | 0 | 0 | 0 | 0 | 0 | 0 | 0 | 0 | 0 | 0
|  | Annual Guarantee Fee |  |  |  |  | 0 | 0 | 0 | 0 | 0 | 0 | 0 | 0 | 0 | 0 | 0 | 0 | 0 | 0 | 0 | 0 | 0 | 0 | 0 | 0
Commercial loans without public guarantees
|  | - Loan Amount |  |  |  | 0: 372108601.1114
|  | - Loan Tenor |  |  |  | 0: 11
- Interest Rate | bar: 0
Debt Service
|  | Interest Payment |  |  |  |  | 29768688.0889 | 27980294.1981 | 26048828.796 | 23962846.1617 | 21709984.9168 | 19276894.7722 | 16649157.416 | 13811201.0713 | 10746208.2191 | 7436015.9387 | 3861008.2759 | 0 | 0 | 0 | 0 | 0 | 0 | 0 | 0 | 0
|  | Principal Payment |  |  |  |  | 22354923.6353 | 24143317.5261 | 26074782.9282 | 28160765.5624 | 30413626.8074 | 32846716.952 | 35474454.3082 | 38312410.6528 | 41377403.5051 | 44687595.7855 | 48262603.4483 | 0 | 0 | 0 | 0 | 0 | 0 | 0 | 0 | 0
|  | Total Debt Service |  |  |  |  | 52123611.7242 | 52123611.7242 | 52123611.7242 | 52123611.7242 | 52123611.7242 | 52123611.7242 | 52123611.7242 | 52123611.7242 | 52123611.7242 | 52123611.7242 | 52123611.7242 | 0 | 0 | 0 | 0 | 0 | 0 | 0 | 0 | 0
Loan Amortization Schedule
|  | Beginning balance |  |  |  | 0 | 372108601.1114 | 349753677.4761 | 325610359.95 | 299535577.0218 | 271374811.4594 | 240961184.6519 | 208114467.6999 | 172640013.3917 | 134327602.7389 | 92950199.2338 | 48262603.4483 | -8.1956e-08 | -8.1956e-08 | -8.1956e-08 | -8.1956e-08 | -8.1956e-08 | -8.1956e-08 | -8.1956e-08 | -8.1956e-08 | -8.1956e-08
|  | Drawdowns |  |  |  | 372108601.1114 | 0 | 0 | 0 | 0 | 0 | 0 | 0 | 0 | 0 | 0 | 0 | 0 | 0 | 0 | 0 | 0 | 0 | 0 | 0 | 0
|  | Loan repayment |  |  |  | 0 | -22354923.6353 | -24143317.5261 | -26074782.9282 | -28160765.5624 | -30413626.8074 | -32846716.952 | -35474454.3082 | -38312410.6528 | -41377403.5051 | -44687595.7855 | -48262603.4483 | 0 | 0 | 0 | 0 | 0 | 0 | 0 | 0 | 0
|  | Ending balance |  |  |  | 372108601.1114 | 349753677.4761 | 325610359.95 | 299535577.0218 | 271374811.4594 | 240961184.6519 | 208114467.6999 | 172640013.3917 | 134327602.7389 | 92950199.2338 | 48262603.4483 | -8.1956e-08 | -8.1956e-08 | -8.1956e-08 | -8.1956e-08 | -8.1956e-08 | -8.1956e-08 | -8.1956e-08 | -8.1956e-08 | -8.1956e-08 | -8.1956e-08
Fees
|  | Front-end fees, commercial loan without guarantees |  |  |  |  | 0 | 0 | 0 | 0 | 0 | 0 | 0 | 0 | 0 | 0 | 0 | 0 | 0 | 0 | 0 | 0 | 0 | 0 | 0 | 0
Political Risk Insurance (PRI) for Equity Investment
|  | - Equity Investment Covered |  |  | 0
|  | Term of Political Risk Insurance |  |  | 0
|  | Front-end Fee |  |  | 0
|  | Annual Political Risk Insurance Premium |  |  | 0
Fees
|  | Front-end Fee |  |  |  |  | 0 | 0 | 0 | 0 | 0 | 0 | 0 | 0 | 0 | 0 | 0 | 0 | 0 | 0 | 0 | 0 | 0 | 0 | 0 | 0
|  | Annual Political Risk Insurance Premium |  |  |  |  | 0 | 0 | 0 | 0 | 0 | 0 | 0 | 0 | 0 | 0 | 0 | 0 | 0 | 0 | 0 | 0 | 0 | 0 | 0 | 0
|  | Total Fees for PRI |  |  |  |  | 0 | 0 | 0 | 0 | 0 | 0 | 0 | 0 | 0 | 0 | 0 | 0 | 0 | 0 | 0 | 0 | 0 | 0 | 0 | 0
RENEWABLE ENERGY GENERATION, POST-DERISKING
Public loan
|  | - Loan Amount | € |  |  | 0: 115619458.2025
|  | - Loan Tenor | years |  |  | 0: 20
|  | - Interest Rate | % | bar: 0 to 20
Debt Service
|  | Interest Payment |  |  |  |  | 4624778.3281 | 4469470.177 | 4307949.6998 | 4139968.4035 | 3965267.8554 | 3783579.2853 | 3594623.1725 | 3398108.8151 | 3193733.8835 | 2981183.9545 | 2760132.0284 | 2530238.0253 | 2291148.2621 | 2042494.9083 | 1783895.4204 | 1514951.9529 | 1235250.7468 | 944361.4924 | 641836.6678 | 327210.8503
|  | Principal Payment |  |  |  |  | 3882703.7785 | 4038011.9296 | 4199532.4068 | 4367513.7031 | 4542214.2512 | 4723902.8213 | 4912858.9341 | 5109373.2915 | 5313748.2231 | 5526298.1521 | 5747350.0781 | 5977244.0813 | 6216333.8445 | 6464987.1983 | 6723586.6862 | 6992530.1537 | 7272231.3598 | 7563120.6142 | 7865645.4388 | 8180271.2563
|  | Total Debt Service |  |  |  |  | 8507482.1066 | 8507482.1066 | 8507482.1066 | 8507482.1066 | 8507482.1066 | 8507482.1066 | 8507482.1066 | 8507482.1066 | 8507482.1066 | 8507482.1066 | 8507482.1066 | 8507482.1066 | 8507482.1066 | 8507482.1066 | 8507482.1066 | 8507482.1066 | 8507482.1066 | 8507482.1066 | 8507482.1066 | 8507482.1066
Loan Amortization Schedule
|  | Beginning balance |  |  |  | 0 | 115619458.2025 | 111736754.424 | 107698742.4944 | 103499210.0875 | 99131696.3845 | 94589482.1333 | 89865579.312 | 84952720.3779 | 79843347.0864 | 74529598.8633 | 69003300.7112 | 63255950.6331 | 57278706.5518 | 51062372.7073 | 44597385.509 | 37873798.8228 | 30881268.6691 | 23609037.3093 | 16045916.6951 | 8180271.2563
|  | Drawdowns |  |  |  | 115619458.2025 | 0 | 0 | 0 | 0 | 0 | 0 | 0 | 0 | 0 | 0 | 0 | 0 | 0 | 0 | 0 | 0 | 0 | 0 | 0 | 0
|  | Loan repayment |  |  |  | 0 | -3882703.7785 | -4038011.9296 | -4199532.4068 | -4367513.7031 | -4542214.2512 | -4723902.8213 | -4912858.9341 | -5109373.2915 | -5313748.2231 | -5526298.1521 | -5747350.0781 | -5977244.0813 | -6216333.8445 | -6464987.1983 | -6723586.6862 | -6992530.1537 | -7272231.3598 | -7563120.6142 | -7865645.4388 | -8180271.2563
|  | Ending balance |  |  |  | 115619458.2025 | 111736754.424 | 107698742.4944 | 103499210.0875 | 99131696.3845 | 94589482.1333 | 89865579.312 | 84952720.3779 | 79843347.0864 | 74529598.8633 | 69003300.7112 | 63255950.6331 | 57278706.5518 | 51062372.7073 | 44597385.509 | 37873798.8228 | 30881268.6691 | 23609037.3093 | 16045916.6951 | 8180271.2563 | 7.4506e-09
Fees
|  | Front-end fee, public loan |  |  |  |  | 0 | 0 | 0 | 0 | 0 | 0 | 0 | 0 | 0 | 0 | 0 | 0 | 0 | 0 | 0 | 0 | 0 | 0 | 0 | 0
Commercial loans with public guarantees
|  | - Loan Amount | € |  |  | 0: 0
|  | - Loan Tenor | years |  |  | 0: 0
|  | - Interest Rate | % | bar: 0 to 20
|  | Guarantee coverage | % | bar: 0 to 20
|  | Term of guarantee coverage | years |  |  | 0: 0
Debt Service
|  | Interest Payment |  |  |  |  | 0 | 0 | 0 | 0 | 0 | 0 | 0 | 0 | 0 | 0 | 0 | 0 | 0 | 0 | 0 | 0 | 0 | 0 | 0 | 0
|  | Principal Payment |  |  |  |  | 0 | 0 | 0 | 0 | 0 | 0 | 0 | 0 | 0 | 0 | 0 | 0 | 0 | 0 | 0 | 0 | 0 | 0 | 0 | 0
|  | Total Debt Service |  |  |  |  | 0 | 0 | 0 | 0 | 0 | 0 | 0 | 0 | 0 | 0 | 0 | 0 | 0 | 0 | 0 | 0 | 0 | 0 | 0 | 0
Loan Amortization Schedule
|  | Beginning balance |  |  |  | 0 | 0 | 0 | 0 | 0 | 0 | 0 | 0 | 0 | 0 | 0 | 0 | 0 | 0 | 0 | 0 | 0 | 0 | 0 | 0 | 0
|  | Drawdowns |  |  |  | 0 | 0 | 0 | 0 | 0 | 0 | 0 | 0 | 0 | 0 | 0 | 0 | 0 | 0 | 0 | 0 | 0 | 0 | 0 | 0 | 0
|  | Loan repayment |  |  |  | 0 | 0 | 0 | 0 | 0 | 0 | 0 | 0 | 0 | 0 | 0 | 0 | 0 | 0 | 0 | 0 | 0 | 0 | 0 | 0 | 0
|  | Ending balance |  |  |  | 0 | 0 | 0 | 0 | 0 | 0 | 0 | 0 | 0 | 0 | 0 | 0 | 0 | 0 | 0 | 0 | 0 | 0 | 0 | 0 | 0
Fees
|  | Front-end Fee, Commercial Loans |  |  |  |  | 0 | 0 | 0 | 0 | 0 | 0 | 0 | 0 | 0 | 0 | 0 | 0 | 0 | 0 | 0 | 0 | 0 | 0 | 0 | 0
|  | Front-end Fee, Public Guarantee |  |  |  |  | 0 | 0 | 0 | 0 | 0 | 0 | 0 | 0 | 0 | 0 | 0 | 0 | 0 | 0 | 0 | 0 | 0 | 0 | 0 | 0
|  | Annual Guarantee Fee |  |  |  |  | 0 | 0 | 0 | 0 | 0 | 0 | 0 | 0 | 0 | 0 | 0 | 0 | 0 | 0 | 0 | 0 | 0 | 0 | 0 | 0
Commercial loans without public guarantees
|  | - Loan Amount |  |  |  | 0: 269778735.8058
|  | - Loan Tenor |  |  |  | 0: 12
|  | - Interest Rate |  |  |  | 0: 5.834%
Debt Service
|  | Interest Payment |  |  |  |  | 15738659.5813 | 14796634.3435 | 13799652.1629 | 12744506.8988 | 11627805.3668 | 10445956.4272 | 9195159.4363 | 7871392.0239 | 6470397.1584 | 4987669.4566 | 3418440.695 | 1757664.4761 | 0 | 0 | 0 | 0 | 0 | 0 | 0 | 0
|  | Principal Payment |  |  |  |  | 16147396.5714 | 17089421.8092 | 18086403.9898 | 19141549.2539 | 20258250.7859 | 21440099.7255 | 22690896.7164 | 24014664.1288 | 25415658.9943 | 26898386.6961 | 28467615.4578 | 30128391.6766 | 0 | 0 | 0 | 0 | 0 | 0 | 0 | 0
|  | Total Debt Service |  |  |  |  | 31886056.1527 | 31886056.1527 | 31886056.1527 | 31886056.1527 | 31886056.1527 | 31886056.1527 | 31886056.1527 | 31886056.1527 | 31886056.1527 | 31886056.1527 | 31886056.1527 | 31886056.1527 | 0 | 0 | 0 | 0 | 0 | 0 | 0 | 0
Loan Amortization Schedule
|  | Beginning balance |  |  |  | 0 | 269778735.8058 | 253631339.2344 | 236541917.4251 | 218455513.4353 | 199313964.1814 | 179055713.3955 | 157615613.67 | 134924716.9536 | 110910052.8248 | 85494393.8305 | 58596007.1344 | 30128391.6766 | -5.9605e-08 | -5.9605e-08 | -5.9605e-08 | -5.9605e-08 | -5.9605e-08 | -5.9605e-08 | -5.9605e-08 | -5.9605e-08
|  | Drawdowns |  |  |  | 269778735.8058 | 0 | 0 | 0 | 0 | 0 | 0 | 0 | 0 | 0 | 0 | 0 | 0 | 0 | 0 | 0 | 0 | 0 | 0 | 0 | 0
|  | Loan repayment |  |  |  | 0 | -16147396.5714 | -17089421.8092 | -18086403.9898 | -19141549.2539 | -20258250.7859 | -21440099.7255 | -22690896.7164 | -24014664.1288 | -25415658.9943 | -26898386.6961 | -28467615.4578 | -30128391.6766 | 0 | 0 | 0 | 0 | 0 | 0 | 0 | 0
|  | Ending balance |  |  |  | 269778735.8058 | 253631339.2344 | 236541917.4251 | 218455513.4353 | 199313964.1814 | 179055713.3955 | 157615613.67 | 134924716.9536 | 110910052.8248 | 85494393.8305 | 58596007.1344 | 30128391.6766 | -5.9605e-08 | -5.9605e-08 | -5.9605e-08 | -5.9605e-08 | -5.9605e-08 | -5.9605e-08 | -5.9605e-08 | -5.9605e-08 | -5.9605e-08
Fees
|  | Front-end fees, commercial loan without guarantees |  |  |  |  | 0 | 0 | 0 | 0 | 0 | 0 | 0 | 0 | 0 | 0 | 0 | 0 | 0 | 0 | 0 | 0 | 0 | 0 | 0 | 0
Political Risk Insurance (PRI) for Equity Investment
|  | - Equity Investment Covered |  |  | 0
|  | Term of Political Risk Insurance |  |  | 0
|  | Front-end Fee |  |  | 0
|  | Annual Political Risk Insurance Premium |  |  | 0
Fees
|  | Front-end Fee |  |  |  |  | 0 | 0 | 0 | 0 | 0 | 0 | 0 | 0 | 0 | 0 | 0 | 0 | 0 | 0 | 0 | 0 | 0 | 0 | 0 | 0
|  | Annual Political Risk Insurance Premium |  |  |  |  | 0 | 0 | 0 | 0 | 0 | 0 | 0 | 0 | 0 | 0 | 0 | 0 | 0 | 0 | 0 | 0 | 0 | 0 | 0 | 0
|  | Total Fees for PRI |  |  |  |  | 0 | 0 | 0 | 0 | 0 | 0 | 0 | 0 | 0 | 0 | 0 | 0 | 0 | 0 | 0 | 0 | 0 | 0 | 0 | 0
D. DEPRECIATION, SUPPORTING CALCULATIONS
| Year |  |  |  |  | 0 | 1 | 2 | 3 | 4 | 5 | 6 | 7 | 8 | 9 | 10 | 11 | 12 | 13 | 14 | 15 | 16 | 17 | 18 | 19 | 20
Renewable Energy Generation, Pre-derisking
|  | Life of Asset | 20 | years
Straight Line depreciation schedule | bar: 1 to 20
Non-depreciable | bar: 1 to 20
[5 empty] | Allocation | 0: Depreciation Base
|  | Straight Line |  |  | 95% | 505004530.0797 | 25250226.504 | 25250226.504 | 25250226.504 | 25250226.504 | 25250226.504 | 25250226.504 | 25250226.504 | 25250226.504 | 25250226.504 | 25250226.504 | 25250226.504 | 25250226.504 | 25250226.504 | 25250226.504 | 25250226.504 | 25250226.504 | 25250226.504 | 25250226.504 | 25250226.504 | 25250226.504
|  | Non-depreciable |  |  | 5% | 26579185.7937 | 0 | 0 | 0 | 0 | 0 | 0 | 0 | 0 | 0 | 0 | 0 | 0 | 0 | 0 | 0 | 0 | 0 | 0 | 0 | 0
|  | Annual depreciation expense |  |  |  | 531583715.8734 | 25250226.504 | 25250226.504 | 25250226.504 | 25250226.504 | 25250226.504 | 25250226.504 | 25250226.504 | 25250226.504 | 25250226.504 | 25250226.504 | 25250226.504 | 25250226.504 | 25250226.504 | 25250226.504 | 25250226.504 | 25250226.504 | 25250226.504 | 25250226.504 | 25250226.504 | 25250226.504
Renewable Energy Generation, Post-derisking
|  | Life of Asset | 20 | years
Straight Line depreciation schedule | bar: 1 to 20
Non-depreciable | bar: 1 to 20
[5 empty] | Allocation | 0: Depreciation Base
|  | Straight Line |  |  | 95% | 505004530.0797 | 25250226.504 | 25250226.504 | 25250226.504 | 25250226.504 | 25250226.504 | 25250226.504 | 25250226.504 | 25250226.504 | 25250226.504 | 25250226.504 | 25250226.504 | 25250226.504 | 25250226.504 | 25250226.504 | 25250226.504 | 25250226.504 | 25250226.504 | 25250226.504 | 25250226.504 | 25250226.504
|  | Non-depreciable |  |  | 5% | 26579185.7937 | 0 | 0 | 0 | 0 | 0 | 0 | 0 | 0 | 0 | 0 | 0 | 0 | 0 | 0 | 0 | 0 | 0 | 0 | 0 | 0
|  | Annual depreciation expense |  |  |  | 531583715.8734 | 25250226.504 | 25250226.504 | 25250226.504 | 25250226.504 | 25250226.504 | 25250226.504 | 25250226.504 | 25250226.504 | 25250226.504 | 25250226.504 | 25250226.504 | 25250226.504 | 25250226.504 | 25250226.504 | 25250226.504 | 25250226.504 | 25250226.504 | 25250226.504 | 25250226.504 | 25250226.504
Note on H31: includes front-end fees for loans only.
Note on H32: includes front end fee and guarantee fee for guarantee coverage. Front-end fee is only included in Year 1.
Note on H33: includes front-end fee and annual risk insurance premium. Front end fee is only included in Year 1.
Note on H121: includes front-end fees for loans only.
Note on H122: includes front end fee and guarantee fee for guarantee coverage. Front-end fee is only included in Year 1.
Note on H123: includes front-end fee and annual risk insurance premium. Front end fee is only included in Year 1.

## VI. LCOE, RE Grid Intercon
VERSION 2.0 (AUGUST 2017)
VI. LCOE, RENEWABLE ENERGY GRID INTERCONNECTION
This sheet is organised into four sections.
A. LCOE Model, Renewable Energy Grid Interconnection, Pre-derisking
B. LCOE Model, Renewable Energy Grid Interconnection, Post-derisking
C. Financing, Supporting Calculations
D. Depreciation, Supporting Calculations
A. LCOE MODEL: RENEWABLE ENERGY GRID INTERCONNECTION, PRE-DERISKING
RENEWABLE ENERGY GRID INTERCONNECTION, PRE-DERISKING
| Year |  |  |  |  | 0 | 1 | 2 | 3 | 4 | 5 | 6 | 7 | 8 | 9 | 10 | 11 | 12 | 13 | 14 | 15 | 16 | 17 | 18 | 19 | 20
| Degradation discount |  |  |  |  | 100% | 99.5% | 99% | 98.51% | 98.01% | 97.52% | 97.04% | 96.55% | 96.07% | 95.59% | 95.11% | 94.64% | 94.16% | 93.69% | 93.22% | 92.76% | 92.29% | 91.83% | 91.37% | 90.92% | 90.46%
| Energy production |  |  |  | MWh |  | 1415484.819 | 1408407.3949 | 1401365.3579 | 1394358.5311 | 1387386.7385 | 1380449.8048 | 1373547.5558 | 1366679.818 | 1359846.4189 | 1353047.1868 | 1346281.9509 | 1339550.5411 | 1332852.7884 | 1326188.5245 | 1319557.5818 | 1312959.7939 | 1306394.995 | 1299863.02 | 1293363.7049 | 1286896.8864
Operating & Financial Expenses
| Operations & Maintenance Expenses |  |  |  | € |  | 0 | 0 | 0 | 0 | 0 | 0 | 0 | 0 | 0 | 0 | 0 | 0 | 0 | 0 | 0 | 0 | 0 | 0 | 0 | 0
| Depreciation |  |  |  | € |  | 0 | 0 | 0 | 0 | 0 | 0 | 0 | 0 | 0 | 0 | 0 | 0 | 0 | 0 | 0 | 0 | 0 | 0 | 0 | 0
| Interest Expense, public loan |  |  |  | € |  | 0 | 0 | 0 | 0 | 0 | 0 | 0 | 0 | 0 | 0 | 0 | 0 | 0 | 0 | 0 | 0 | 0 | 0 | 0 | 0
| Interest Expense, commercial loan with public guarantees |  |  |  | € |  | 0 | 0 | 0 | 0 | 0 | 0 | 0 | 0 | 0 | 0 | 0 | 0 | 0 | 0 | 0 | 0 | 0 | 0 | 0 | 0
| Interest Expense, commercial loan without public guarantees |  |  |  | € |  | 0 | 0 | 0 | 0 | 0 | 0 | 0 | 0 | 0 | 0 | 0 | 0 | 0 | 0 | 0 | 0 | 0 | 0 | 0 | 0
| Front-end Fees |  |  |  | € |  | 0 | 0 | 0 | 0 | 0 | 0 | 0 | 0 | 0 | 0 | 0 | 0 | 0 | 0 | 0 | 0 | 0 | 0 | 0 | 0
| Public Guarantee Fees |  |  |  | € |  | 0 | 0 | 0 | 0 | 0 | 0 | 0 | 0 | 0 | 0 | 0 | 0 | 0 | 0 | 0 | 0 | 0 | 0 | 0 | 0
| Political Risk Insurance - Fees & Annual Premium Payments |  |  |  | € |  | 0 | 0 | 0 | 0 | 0 | 0 | 0 | 0 | 0 | 0 | 0 | 0 | 0 | 0 | 0 | 0 | 0 | 0 | 0 | 0
After-Tax LCOE
| Operations & Maintenance Expenses |  |  |  | € |  | 0 | 0 | 0 | 0 | 0 | 0 | 0 | 0 | 0 | 0 | 0 | 0 | 0 | 0 | 0 | 0 | 0 | 0 | 0 | 0
| Front-end Fees |  |  |  | € |  | 0 | 0 | 0 | 0 | 0 | 0 | 0 | 0 | 0 | 0 | 0 | 0 | 0 | 0 | 0 | 0 | 0 | 0 | 0 | 0
| Public Guarantee Fees |  |  |  | € |  | 0 | 0 | 0 | 0 | 0 | 0 | 0 | 0 | 0 | 0 | 0 | 0 | 0 | 0 | 0 | 0 | 0 | 0 | 0 | 0
| Political Risk Insurance - Fees & Annual Premium Payments |  |  |  | € |  | 0 | 0 | 0 | 0 | 0 | 0 | 0 | 0 | 0 | 0 | 0 | 0 | 0 | 0 | 0 | 0 | 0 | 0 | 0 | 0
| Debt Financing Costs (principal and interest payments) |  |  |  | € |  | 0 | 0 | 0 | 0 | 0 | 0 | 0 | 0 | 0 | 0 | 0 | 0 | 0 | 0 | 0 | 0 | 0 | 0 | 0 | 0
| Tax benefit of O&M expenses, depreciation, interest expense, and other financial expenses |  |  |  | € |  | 0 | 0 | 0 | 0 | 0 | 0 | 0 | 0 | 0 | 0 | 0 | 0 | 0 | 0 | 0 | 0 | 0 | 0 | 0 | 0
| Total costs |  |  |  | € | 0 | 0 | 0 | 0 | 0 | 0 | 0 | 0 | 0 | 0 | 0 | 0 | 0 | 0 | 0 | 0 | 0 | 0 | 0 | 0 | 0
| Cost of equity |  |  |  |  | 0: 17%
| Net Present Value of total costs |  |  |  |  | 0: 0
| Net Present Value of RE generation |  |  |  |  | 0: -7771811.3075
| LCOE (year 1) |  |  |  | €/MWh | 0: 0
| LCOE (year 1) adjusted for taxes |  |  |  | €/MWh | 0: 0
ESTIMATED CASH FLOWS TO EQUITY FROM RENEWABLE ENERGY INVESTMENT - CHECK - NPV = 0 AT THE COE
| Year |  |  |  |  | 0 | 1 | 2 | 3 | 4 | 5 | 6 | 7 | 8 | 9 | 10 | 11 | 12 | 13 | 14 | 15 | 16 | 17 | 18 | 19 | 20
| Energy production |  |  |  | MWh |  | 1415484.819 | 1408407.3949 | 1401365.3579 | 1394358.5311 | 1387386.7385 | 1380449.8048 | 1373547.5558 | 1366679.818 | 1359846.4189 | 1353047.1868 | 1346281.9509 | 1339550.5411 | 1332852.7884 | 1326188.5245 | 1319557.5818 | 1312959.7939 | 1306394.995 | 1299863.02 | 1293363.7049 | 1286896.8864
| Tariff |  |  |  | €/MWh |  | 0 | 0 | 0 | 0 | 0 | 0 | 0 | 0 | 0 | 0 | 0 | 0 | 0 | 0 | 0 | 0 | 0 | 0 | 0 | 0
| Operating Revenues |  |  |  | € |  | 0 | 0 | 0 | 0 | 0 | 0 | 0 | 0 | 0 | 0 | 0 | 0 | 0 | 0 | 0 | 0 | 0 | 0 | 0 | 0
| Operating & Maintenance Expenses |  |  |  | € |  | 0 | 0 | 0 | 0 | 0 | 0 | 0 | 0 | 0 | 0 | 0 | 0 | 0 | 0 | 0 | 0 | 0 | 0 | 0 | 0
| EBITDA | [5 empty] | 0 | 0 | 0 | 0 | 0 | 0 | 0 | 0 | 0 | 0 | 0 | 0 | 0 | 0 | 0 | 0 | 0 | 0 | 0 | 0
| Depreciation | [5 empty] | 0 | 0 | 0 | 0 | 0 | 0 | 0 | 0 | 0 | 0 | 0 | 0 | 0 | 0 | 0 | 0 | 0 | 0 | 0 | 0
| EBIT | [5 empty] | 0 | 0 | 0 | 0 | 0 | 0 | 0 | 0 | 0 | 0 | 0 | 0 | 0 | 0 | 0 | 0 | 0 | 0 | 0 | 0
| Interest Expense, public loan | [5 empty] | 0 | 0 | 0 | 0 | 0 | 0 | 0 | 0 | 0 | 0 | 0 | 0 | 0 | 0 | 0 | 0 | 0 | 0 | 0 | 0
| Interest Expense, commercial loan with public guarantees | [5 empty] | 0 | 0 | 0 | 0 | 0 | 0 | 0 | 0 | 0 | 0 | 0 | 0 | 0 | 0 | 0 | 0 | 0 | 0 | 0 | 0
| Interest Expense, commercial loan without public guarantees | [5 empty] | 0 | 0 | 0 | 0 | 0 | 0 | 0 | 0 | 0 | 0 | 0 | 0 | 0 | 0 | 0 | 0 | 0 | 0 | 0 | 0
| Front-end Fees | [5 empty] | 0 | 0 | 0 | 0 | 0 | 0 | 0 | 0 | 0 | 0 | 0 | 0 | 0 | 0 | 0 | 0 | 0 | 0 | 0 | 0
| Public Guarantee Fees | [5 empty] | 0 | 0 | 0 | 0 | 0 | 0 | 0 | 0 | 0 | 0 | 0 | 0 | 0 | 0 | 0 | 0 | 0 | 0 | 0 | 0
| Political Risk Insurance - Fees & Annual Premium Payments | [5 empty] | 0 | 0 | 0 | 0 | 0 | 0 | 0 | 0 | 0 | 0 | 0 | 0 | 0 | 0 | 0 | 0 | 0 | 0 | 0 | 0
| Taxable Income | [5 empty] | 0 | 0 | 0 | 0 | 0 | 0 | 0 | 0 | 0 | 0 | 0 | 0 | 0 | 0 | 0 | 0 | 0 | 0 | 0 | 0
| Taxes (Paid)/Refunded | [5 empty] | 0 | 0 | 0 | 0 | 0 | 0 | 0 | 0 | 0 | 0 | 0 | 0 | 0 | 0 | 0 | 0 | 0 | 0 | 0 | 0
| Net Income | [5 empty] | 0 | 0 | 0 | 0 | 0 | 0 | 0 | 0 | 0 | 0 | 0 | 0 | 0 | 0 | 0 | 0 | 0 | 0 | 0 | 0
| Investment cost |  |  |  | € | 0: 0
| Net of debt financing |  |  |  | € | 0: 0
| Equity investment |  |  |  | € | 0: 0
| Net income | [5 empty] | 0 | 0 | 0 | 0 | 0 | 0 | 0 | 0 | 0 | 0 | 0 | 0 | 0 | 0 | 0 | 0 | 0 | 0 | 0 | 0
| + Depreciation |  |  |  | € |  | 0 | 0 | 0 | 0 | 0 | 0 | 0 | 0 | 0 | 0 | 0 | 0 | 0 | 0 | 0 | 0 | 0 | 0 | 0 | 0
| - Capital expenditures |  |  |  | €
| - Change in working capital |  |  |  | €
| - Principal repayments |  |  |  | € |  | 0 | 0 | 0 | 0 | 0 | 0 | 0 | 0 | 0 | 0 | 0 | 0 | 0 | 0 | 0 | 0 | 0 | 0 | 0 | 0
| + Salvage value |  |  |  | €
| After-tax Cash Flow to Equity |  |  |  | € | 0 | 0 | 0 | 0 | 0 | 0 | 0 | 0 | 0 | 0 | 0 | 0 | 0 | 0 | 0 | 0 | 0 | 0 | 0 | 0 | 0
| Net Present Value |  |  |  |  | 0: 0
B. LCOE MODEL: RENEWABLE ENERGY GRID INTERCONNECTION, POST-DERISKING
RENEWABLE ENERGY GRID INTERCONNECTION, POST-DERISKING
| Year |  |  |  |  | 0 | 1 | 2 | 3 | 4 | 5 | 6 | 7 | 8 | 9 | 10 | 11 | 12 | 13 | 14 | 15 | 16 | 17 | 18 | 19 | 20
| Degradation discount |  |  |  |  | 100% | 99.5% | 99% | 98.51% | 98.01% | 97.52% | 97.04% | 96.55% | 96.07% | 95.59% | 95.11% | 94.64% | 94.16% | 93.69% | 93.22% | 92.76% | 92.29% | 91.83% | 91.37% | 90.92% | 90.46%
| Energy production |  |  |  | MWh |  | 1415484.819 | 1408407.3949 | 1401365.3579 | 1394358.5311 | 1387386.7385 | 1380449.8048 | 1373547.5558 | 1366679.818 | 1359846.4189 | 1353047.1868 | 1346281.9509 | 1339550.5411 | 1332852.7884 | 1326188.5245 | 1319557.5818 | 1312959.7939 | 1306394.995 | 1299863.02 | 1293363.7049 | 1286896.8864
Operating & Financial Expenses
| Operations & Maintenance Expenses |  |  |  | € |  | 0 | 0 | 0 | 0 | 0 | 0 | 0 | 0 | 0 | 0 | 0 | 0 | 0 | 0 | 0 | 0 | 0 | 0 | 0 | 0
| Depreciation |  |  |  | € |  | 0 | 0 | 0 | 0 | 0 | 0 | 0 | 0 | 0 | 0 | 0 | 0 | 0 | 0 | 0 | 0 | 0 | 0 | 0 | 0
| Interest Expense, public loan |  |  |  | € |  | 0 | 0 | 0 | 0 | 0 | 0 | 0 | 0 | 0 | 0 | 0 | 0 | 0 | 0 | 0 | 0 | 0 | 0 | 0 | 0
| Interest Expense, commercial loan with public guarantees |  |  |  | € |  | 0 | 0 | 0 | 0 | 0 | 0 | 0 | 0 | 0 | 0 | 0 | 0 | 0 | 0 | 0 | 0 | 0 | 0 | 0 | 0
| Interest Expense, commercial loan without public guarantees |  |  |  | € |  | 0 | 0 | 0 | 0 | 0 | 0 | 0 | 0 | 0 | 0 | 0 | 0 | 0 | 0 | 0 | 0 | 0 | 0 | 0 | 0
| Front-end Fees |  |  |  | € |  | 0 | 0 | 0 | 0 | 0 | 0 | 0 | 0 | 0 | 0 | 0 | 0 | 0 | 0 | 0 | 0 | 0 | 0 | 0 | 0
| Public Guarantee Fees |  |  |  | € |  | 0 | 0 | 0 | 0 | 0 | 0 | 0 | 0 | 0 | 0 | 0 | 0 | 0 | 0 | 0 | 0 | 0 | 0 | 0 | 0
| Political Risk Insurance - Fees & Annual Premium Payments |  |  |  | € |  | 0 | 0 | 0 | 0 | 0 | 0 | 0 | 0 | 0 | 0 | 0 | 0 | 0 | 0 | 0 | 0 | 0 | 0 | 0 | 0
After-Tax LCOE
| Operations & Maintenance Expenses |  |  |  | € |  | 0 | 0 | 0 | 0 | 0 | 0 | 0 | 0 | 0 | 0 | 0 | 0 | 0 | 0 | 0 | 0 | 0 | 0 | 0 | 0
| Front-end Fees |  |  |  | € |  | 0 | 0 | 0 | 0 | 0 | 0 | 0 | 0 | 0 | 0 | 0 | 0 | 0 | 0 | 0 | 0 | 0 | 0 | 0 | 0
| Public Guarantee Fees |  |  |  | € |  | 0 | 0 | 0 | 0 | 0 | 0 | 0 | 0 | 0 | 0 | 0 | 0 | 0 | 0 | 0 | 0 | 0 | 0 | 0 | 0
| Political Risk Insurance - Fees & Annual Premium Payments |  |  |  | € |  | 0 | 0 | 0 | 0 | 0 | 0 | 0 | 0 | 0 | 0 | 0 | 0 | 0 | 0 | 0 | 0 | 0 | 0 | 0 | 0
| Debt Financing Costs (principal and interest payments) |  |  |  | € |  | 0 | 0 | 0 | 0 | 0 | 0 | 0 | 0 | 0 | 0 | 0 | 0 | 0 | 0 | 0 | 0 | 0 | 0 | 0 | 0
| Tax benefit of O&M expenses, depreciation, interest expense, and other financial expenses |  |  |  | € |  | 0 | 0 | 0 | 0 | 0 | 0 | 0 | 0 | 0 | 0 | 0 | 0 | 0 | 0 | 0 | 0 | 0 | 0 | 0 | 0
| Total costs |  |  |  | € | 0 | 0 | 0 | 0 | 0 | 0 | 0 | 0 | 0 | 0 | 0 | 0 | 0 | 0 | 0 | 0 | 0 | 0 | 0 | 0 | 0
| Cost of equity |  |  |  |  | 0: 12.99%
| Net Present Value of total costs |  |  |  |  | 0: 0
| Net Present Value of RE generation |  |  |  |  | 0: -9664815.0737
| LCOE (year 1) |  |  |  | €/MWh | 0: 0
| LCOE (year 1) adjusted for taxes |  |  |  | €/MWh | 0: 0
ESTIMATED CASH FLOWS TO EQUITY FROM RENEWABLE ENERGY INVESTMENT - CHECK - NPV = 0 AT THE COE
| Year |  |  |  |  | 0 | 1 | 2 | 3 | 4 | 5 | 6 | 7 | 8 | 9 | 10 | 11 | 12 | 13 | 14 | 15 | 16 | 17 | 18 | 19 | 20
| Energy production |  |  |  | MWh |  | 1415484.819 | 1408407.3949 | 1401365.3579 | 1394358.5311 | 1387386.7385 | 1380449.8048 | 1373547.5558 | 1366679.818 | 1359846.4189 | 1353047.1868 | 1346281.9509 | 1339550.5411 | 1332852.7884 | 1326188.5245 | 1319557.5818 | 1312959.7939 | 1306394.995 | 1299863.02 | 1293363.7049 | 1286896.8864
| Tariff |  |  |  | €/MWh |  | 0 | 0 | 0 | 0 | 0 | 0 | 0 | 0 | 0 | 0 | 0 | 0 | 0 | 0 | 0 | 0 | 0 | 0 | 0 | 0
| Operating Revenues |  |  |  | € |  | 0 | 0 | 0 | 0 | 0 | 0 | 0 | 0 | 0 | 0 | 0 | 0 | 0 | 0 | 0 | 0 | 0 | 0 | 0 | 0
| Operating & Maintenance Expenses |  |  |  | € |  | 0 | 0 | 0 | 0 | 0 | 0 | 0 | 0 | 0 | 0 | 0 | 0 | 0 | 0 | 0 | 0 | 0 | 0 | 0 | 0
| EBITDA | [5 empty] | 0 | 0 | 0 | 0 | 0 | 0 | 0 | 0 | 0 | 0 | 0 | 0 | 0 | 0 | 0 | 0 | 0 | 0 | 0 | 0
| Depreciation | [5 empty] | 0 | 0 | 0 | 0 | 0 | 0 | 0 | 0 | 0 | 0 | 0 | 0 | 0 | 0 | 0 | 0 | 0 | 0 | 0 | 0
| EBIT | [5 empty] | 0 | 0 | 0 | 0 | 0 | 0 | 0 | 0 | 0 | 0 | 0 | 0 | 0 | 0 | 0 | 0 | 0 | 0 | 0 | 0
| Interest Expense, public loan | [5 empty] | 0 | 0 | 0 | 0 | 0 | 0 | 0 | 0 | 0 | 0 | 0 | 0 | 0 | 0 | 0 | 0 | 0 | 0 | 0 | 0
| Interest Expense, commercial loan with public guarantees | [5 empty] | 0 | 0 | 0 | 0 | 0 | 0 | 0 | 0 | 0 | 0 | 0 | 0 | 0 | 0 | 0 | 0 | 0 | 0 | 0 | 0
| Interest Expense, commercial loan without public guarantees | [5 empty] | 0 | 0 | 0 | 0 | 0 | 0 | 0 | 0 | 0 | 0 | 0 | 0 | 0 | 0 | 0 | 0 | 0 | 0 | 0 | 0
| Front-end Fees | [5 empty] | 0 | 0 | 0 | 0 | 0 | 0 | 0 | 0 | 0 | 0 | 0 | 0 | 0 | 0 | 0 | 0 | 0 | 0 | 0 | 0
| Public Guarantee Fees | [5 empty] | 0 | 0 | 0 | 0 | 0 | 0 | 0 | 0 | 0 | 0 | 0 | 0 | 0 | 0 | 0 | 0 | 0 | 0 | 0 | 0
| Political Risk Insurance - Fees & Annual Premium Payments | [5 empty] | 0 | 0 | 0 | 0 | 0 | 0 | 0 | 0 | 0 | 0 | 0 | 0 | 0 | 0 | 0 | 0 | 0 | 0 | 0 | 0
| Taxable Income | [5 empty] | 0 | 0 | 0 | 0 | 0 | 0 | 0 | 0 | 0 | 0 | 0 | 0 | 0 | 0 | 0 | 0 | 0 | 0 | 0 | 0
| Taxes (Paid)/Refunded | [5 empty] | 0 | 0 | 0 | 0 | 0 | 0 | 0 | 0 | 0 | 0 | 0 | 0 | 0 | 0 | 0 | 0 | 0 | 0 | 0 | 0
| Net Income | [5 empty] | 0 | 0 | 0 | 0 | 0 | 0 | 0 | 0 | 0 | 0 | 0 | 0 | 0 | 0 | 0 | 0 | 0 | 0 | 0 | 0
| Investment cost |  |  |  | € | 0: 0
| Net of debt financing |  |  |  | € | 0: 0
| Equity investment |  |  |  | € | 0: 0
| Net income | [5 empty] | 0 | 0 | 0 | 0 | 0 | 0 | 0 | 0 | 0 | 0 | 0 | 0 | 0 | 0 | 0 | 0 | 0 | 0 | 0 | 0
| + Depreciation |  |  |  | € |  | 0 | 0 | 0 | 0 | 0 | 0 | 0 | 0 | 0 | 0 | 0 | 0 | 0 | 0 | 0 | 0 | 0 | 0 | 0 | 0
| - Capital expenditures |  |  |  | €
| - Change in working capital |  |  |  | €
| - Principal repayments |  |  |  | € |  | 0 | 0 | 0 | 0 | 0 | 0 | 0 | 0 | 0 | 0 | 0 | 0 | 0 | 0 | 0 | 0 | 0 | 0 | 0 | 0
| + Salvage value |  |  |  | €
| After-tax Cash Flow to Equity |  |  |  | € | 0 | 0 | 0 | 0 | 0 | 0 | 0 | 0 | 0 | 0 | 0 | 0 | 0 | 0 | 0 | 0 | 0 | 0 | 0 | 0 | 0
| Net Present Value |  |  |  |  | 0: 0
C. FINANCING, SUPPORTING CALCULATIONS
| Year |  |  |  |  | 0 | 1 | 2 | 3 | 4 | 5 | 6 | 7 | 8 | 9 | 10 | 11 | 12 | 13 | 14 | 15 | 16 | 17 | 18 | 19 | 20
RENEWABLE ENERGY GRID INTERCONNECTION, PRE-DERISKING
Public loan
|  | - Loan Amount | € |  |  | 0: 0
|  | - Loan Tenor | years |  |  | 0: 0
|  | - Interest Rate | % | bar: 0
Debt Service
|  | Interest Payment |  |  |  |  | 0 | 0 | 0 | 0 | 0 | 0 | 0 | 0 | 0 | 0 | 0 | 0 | 0 | 0 | 0 | 0 | 0 | 0 | 0 | 0
|  | Principal Payment |  |  |  |  | 0 | 0 | 0 | 0 | 0 | 0 | 0 | 0 | 0 | 0 | 0 | 0 | 0 | 0 | 0 | 0 | 0 | 0 | 0 | 0
|  | Total Debt Service |  |  |  |  | 0 | 0 | 0 | 0 | 0 | 0 | 0 | 0 | 0 | 0 | 0 | 0 | 0 | 0 | 0 | 0 | 0 | 0 | 0 | 0
Loan Amortization Schedule
|  | Beginning balance |  |  |  | 0 | 0 | 0 | 0 | 0 | 0 | 0 | 0 | 0 | 0 | 0 | 0 | 0 | 0 | 0 | 0 | 0 | 0 | 0 | 0 | 0
|  | Drawdowns |  |  |  | 0 | 0 | 0 | 0 | 0 | 0 | 0 | 0 | 0 | 0 | 0 | 0 | 0 | 0 | 0 | 0 | 0 | 0 | 0 | 0 | 0
|  | Loan repayment |  |  |  | 0 | 0 | 0 | 0 | 0 | 0 | 0 | 0 | 0 | 0 | 0 | 0 | 0 | 0 | 0 | 0 | 0 | 0 | 0 | 0 | 0
|  | Ending balance |  |  |  | 0 | 0 | 0 | 0 | 0 | 0 | 0 | 0 | 0 | 0 | 0 | 0 | 0 | 0 | 0 | 0 | 0 | 0 | 0 | 0 | 0
Fees
|  | Front-end Fee |  |  |  |  | 0 | 0 | 0 | 0 | 0 | 0 | 0 | 0 | 0 | 0 | 0 | 0 | 0 | 0 | 0 | 0 | 0 | 0 | 0 | 0
Commercial loans with public guarantees
|  | - Loan Amount | € |  |  | 0: 0
|  | - Loan Tenor | years |  |  | 0: 0
|  | - Interest Rate | % | bar: 0
|  | Guarantee coverage | % | bar: 0
|  | Term of guarantee coverage | years |  |  | 0: 0
Debt Service
|  | Interest Payment |  |  |  |  | 0 | 0 | 0 | 0 | 0 | 0 | 0 | 0 | 0 | 0 | 0 | 0 | 0 | 0 | 0 | 0 | 0 | 0 | 0 | 0
|  | Principal Payment |  |  |  |  | 0 | 0 | 0 | 0 | 0 | 0 | 0 | 0 | 0 | 0 | 0 | 0 | 0 | 0 | 0 | 0 | 0 | 0 | 0 | 0
|  | Total Debt Service |  |  |  |  | 0 | 0 | 0 | 0 | 0 | 0 | 0 | 0 | 0 | 0 | 0 | 0 | 0 | 0 | 0 | 0 | 0 | 0 | 0 | 0
Loan Amortization Schedule
|  | Beginning balance |  |  |  | 0 | 0 | 0 | 0 | 0 | 0 | 0 | 0 | 0 | 0 | 0 | 0 | 0 | 0 | 0 | 0 | 0 | 0 | 0 | 0 | 0
|  | Drawdowns |  |  |  | 0 | 0 | 0 | 0 | 0 | 0 | 0 | 0 | 0 | 0 | 0 | 0 | 0 | 0 | 0 | 0 | 0 | 0 | 0 | 0 | 0
|  | Loan repayment |  |  |  | 0 | 0 | 0 | 0 | 0 | 0 | 0 | 0 | 0 | 0 | 0 | 0 | 0 | 0 | 0 | 0 | 0 | 0 | 0 | 0 | 0
|  | Ending balance |  |  |  | 0 | 0 | 0 | 0 | 0 | 0 | 0 | 0 | 0 | 0 | 0 | 0 | 0 | 0 | 0 | 0 | 0 | 0 | 0 | 0 | 0
Fees
|  | Front-end fee, commercial loan with guarantees |  |  |  |  | 0 | 0 | 0 | 0 | 0 | 0 | 0 | 0 | 0 | 0 | 0 | 0 | 0 | 0 | 0 | 0 | 0 | 0 | 0 | 0
|  | Front-end Fee, Public Guarantee |  |  |  |  | 0 | 0 | 0 | 0 | 0 | 0 | 0 | 0 | 0 | 0 | 0 | 0 | 0 | 0 | 0 | 0 | 0 | 0 | 0 | 0
|  | Annual Guarantee Fee |  |  |  |  | 0 | 0 | 0 | 0 | 0 | 0 | 0 | 0 | 0 | 0 | 0 | 0 | 0 | 0 | 0 | 0 | 0 | 0 | 0 | 0
Commercial loans without public guarantees
|  | - Loan Amount |  |  |  | 0: 0
|  | - Loan Tenor |  |  |  | 0: 11
- Interest Rate | bar: 0
Debt Service
|  | Interest Payment |  |  |  |  | 0 | 0 | 0 | 0 | 0 | 0 | 0 | 0 | 0 | 0 | 0 | 0 | 0 | 0 | 0 | 0 | 0 | 0 | 0 | 0
|  | Principal Payment |  |  |  |  | 0 | 0 | 0 | 0 | 0 | 0 | 0 | 0 | 0 | 0 | 0 | 0 | 0 | 0 | 0 | 0 | 0 | 0 | 0 | 0
|  | Total Debt Service |  |  |  |  | 0 | 0 | 0 | 0 | 0 | 0 | 0 | 0 | 0 | 0 | 0 | 0 | 0 | 0 | 0 | 0 | 0 | 0 | 0 | 0
Loan Amortization Schedule
|  | Beginning balance |  |  |  | 0 | 0 | 0 | 0 | 0 | 0 | 0 | 0 | 0 | 0 | 0 | 0 | 0 | 0 | 0 | 0 | 0 | 0 | 0 | 0 | 0
|  | Drawdowns |  |  |  | 0 | 0 | 0 | 0 | 0 | 0 | 0 | 0 | 0 | 0 | 0 | 0 | 0 | 0 | 0 | 0 | 0 | 0 | 0 | 0 | 0
|  | Loan repayment |  |  |  | 0 | 0 | 0 | 0 | 0 | 0 | 0 | 0 | 0 | 0 | 0 | 0 | 0 | 0 | 0 | 0 | 0 | 0 | 0 | 0 | 0
|  | Ending balance |  |  |  | 0 | 0 | 0 | 0 | 0 | 0 | 0 | 0 | 0 | 0 | 0 | 0 | 0 | 0 | 0 | 0 | 0 | 0 | 0 | 0 | 0
Fees
|  | Front-end fees, commercial loan without guarantees |  |  |  |  | 0 | 0 | 0 | 0 | 0 | 0 | 0 | 0 | 0 | 0 | 0 | 0 | 0 | 0 | 0 | 0 | 0 | 0 | 0 | 0
Political Risk Insurance (PRI) for Equity Investment
|  | - Equity Investment Covered |  |  | 0
|  | Term of Political Risk Insurance |  |  | 0
|  | Front-end Fee |  |  | 0
|  | Annual Political Risk Insurance Premium |  |  | 0
Fees
|  | Front-end Fee |  |  |  |  | 0 | 0 | 0 | 0 | 0 | 0 | 0 | 0 | 0 | 0 | 0 | 0 | 0 | 0 | 0 | 0 | 0 | 0 | 0 | 0
|  | Annual Political Risk Insurance Premium |  |  |  |  | 0 | 0 | 0 | 0 | 0 | 0 | 0 | 0 | 0 | 0 | 0 | 0 | 0 | 0 | 0 | 0 | 0 | 0 | 0 | 0
|  | Total Fees for PRI |  |  |  |  | 0 | 0 | 0 | 0 | 0 | 0 | 0 | 0 | 0 | 0 | 0 | 0 | 0 | 0 | 0 | 0 | 0 | 0 | 0 | 0
RENEWABLE ENERGY GRID INTERCONNECTION, POST-DERISKING
Public loan
|  | - Loan Amount | € |  |  | 0: 0
|  | - Loan Tenor | years |  |  | 0: 20
|  | - Interest Rate | % | bar: 0 to 20
Debt Service
|  | Interest Payment |  |  |  |  | 0 | 0 | 0 | 0 | 0 | 0 | 0 | 0 | 0 | 0 | 0 | 0 | 0 | 0 | 0 | 0 | 0 | 0 | 0 | 0
|  | Principal Payment |  |  |  |  | 0 | 0 | 0 | 0 | 0 | 0 | 0 | 0 | 0 | 0 | 0 | 0 | 0 | 0 | 0 | 0 | 0 | 0 | 0 | 0
|  | Total Debt Service |  |  |  |  | 0 | 0 | 0 | 0 | 0 | 0 | 0 | 0 | 0 | 0 | 0 | 0 | 0 | 0 | 0 | 0 | 0 | 0 | 0 | 0
Loan Amortization Schedule
|  | Beginning balance |  |  |  | 0 | 0 | 0 | 0 | 0 | 0 | 0 | 0 | 0 | 0 | 0 | 0 | 0 | 0 | 0 | 0 | 0 | 0 | 0 | 0 | 0
|  | Drawdowns |  |  |  | 0 | 0 | 0 | 0 | 0 | 0 | 0 | 0 | 0 | 0 | 0 | 0 | 0 | 0 | 0 | 0 | 0 | 0 | 0 | 0 | 0
|  | Loan repayment |  |  |  | 0 | 0 | 0 | 0 | 0 | 0 | 0 | 0 | 0 | 0 | 0 | 0 | 0 | 0 | 0 | 0 | 0 | 0 | 0 | 0 | 0
|  | Ending balance |  |  |  | 0 | 0 | 0 | 0 | 0 | 0 | 0 | 0 | 0 | 0 | 0 | 0 | 0 | 0 | 0 | 0 | 0 | 0 | 0 | 0 | 0
Fees
|  | Front-end fee, public loan |  |  |  |  | 0 | 0 | 0 | 0 | 0 | 0 | 0 | 0 | 0 | 0 | 0 | 0 | 0 | 0 | 0 | 0 | 0 | 0 | 0 | 0
Commercial loans with public guarantees
|  | - Loan Amount | € |  |  | 0: 0
|  | - Loan Tenor | years |  |  | 0: 0
|  | - Interest Rate | % | bar: 0 to 20
|  | Guarantee coverage | % | bar: 0 to 20
|  | Term of guarantee coverage | years |  |  | 0: 0
Debt Service
|  | Interest Payment |  |  |  |  | 0 | 0 | 0 | 0 | 0 | 0 | 0 | 0 | 0 | 0 | 0 | 0 | 0 | 0 | 0 | 0 | 0 | 0 | 0 | 0
|  | Principal Payment |  |  |  |  | 0 | 0 | 0 | 0 | 0 | 0 | 0 | 0 | 0 | 0 | 0 | 0 | 0 | 0 | 0 | 0 | 0 | 0 | 0 | 0
|  | Total Debt Service |  |  |  |  | 0 | 0 | 0 | 0 | 0 | 0 | 0 | 0 | 0 | 0 | 0 | 0 | 0 | 0 | 0 | 0 | 0 | 0 | 0 | 0
Loan Amortization Schedule
|  | Beginning balance |  |  |  | 0 | 0 | 0 | 0 | 0 | 0 | 0 | 0 | 0 | 0 | 0 | 0 | 0 | 0 | 0 | 0 | 0 | 0 | 0 | 0 | 0
|  | Drawdowns |  |  |  | 0 | 0 | 0 | 0 | 0 | 0 | 0 | 0 | 0 | 0 | 0 | 0 | 0 | 0 | 0 | 0 | 0 | 0 | 0 | 0 | 0
|  | Loan repayment |  |  |  | 0 | 0 | 0 | 0 | 0 | 0 | 0 | 0 | 0 | 0 | 0 | 0 | 0 | 0 | 0 | 0 | 0 | 0 | 0 | 0 | 0
|  | Ending balance |  |  |  | 0 | 0 | 0 | 0 | 0 | 0 | 0 | 0 | 0 | 0 | 0 | 0 | 0 | 0 | 0 | 0 | 0 | 0 | 0 | 0 | 0
Fees
|  | Front-end Fee, Commercial Loans |  |  |  |  | 0 | 0 | 0 | 0 | 0 | 0 | 0 | 0 | 0 | 0 | 0 | 0 | 0 | 0 | 0 | 0 | 0 | 0 | 0 | 0
|  | Front-end Fee, Public Guarantee |  |  |  |  | 0 | 0 | 0 | 0 | 0 | 0 | 0 | 0 | 0 | 0 | 0 | 0 | 0 | 0 | 0 | 0 | 0 | 0 | 0 | 0
|  | Annual Guarantee Fee |  |  |  |  | 0 | 0 | 0 | 0 | 0 | 0 | 0 | 0 | 0 | 0 | 0 | 0 | 0 | 0 | 0 | 0 | 0 | 0 | 0 | 0
Commercial loans without public guarantees
|  | - Loan Amount |  |  |  | 0: 0
|  | - Loan Tenor |  |  |  | 0: 12
|  | - Interest Rate |  |  |  | 0: 5.834%
Debt Service
|  | Interest Payment |  |  |  |  | 0 | 0 | 0 | 0 | 0 | 0 | 0 | 0 | 0 | 0 | 0 | 0 | 0 | 0 | 0 | 0 | 0 | 0 | 0 | 0
|  | Principal Payment |  |  |  |  | 0 | 0 | 0 | 0 | 0 | 0 | 0 | 0 | 0 | 0 | 0 | 0 | 0 | 0 | 0 | 0 | 0 | 0 | 0 | 0
|  | Total Debt Service |  |  |  |  | 0 | 0 | 0 | 0 | 0 | 0 | 0 | 0 | 0 | 0 | 0 | 0 | 0 | 0 | 0 | 0 | 0 | 0 | 0 | 0
Loan Amortization Schedule
|  | Beginning balance |  |  |  | 0 | 0 | 0 | 0 | 0 | 0 | 0 | 0 | 0 | 0 | 0 | 0 | 0 | 0 | 0 | 0 | 0 | 0 | 0 | 0 | 0
|  | Drawdowns |  |  |  | 0 | 0 | 0 | 0 | 0 | 0 | 0 | 0 | 0 | 0 | 0 | 0 | 0 | 0 | 0 | 0 | 0 | 0 | 0 | 0 | 0
|  | Loan repayment |  |  |  | 0 | 0 | 0 | 0 | 0 | 0 | 0 | 0 | 0 | 0 | 0 | 0 | 0 | 0 | 0 | 0 | 0 | 0 | 0 | 0 | 0
|  | Ending balance |  |  |  | 0 | 0 | 0 | 0 | 0 | 0 | 0 | 0 | 0 | 0 | 0 | 0 | 0 | 0 | 0 | 0 | 0 | 0 | 0 | 0 | 0
Fees
|  | Front-end fees, commercial loan without guarantees |  |  |  |  | 0 | 0 | 0 | 0 | 0 | 0 | 0 | 0 | 0 | 0 | 0 | 0 | 0 | 0 | 0 | 0 | 0 | 0 | 0 | 0
Political Risk Insurance (PRI) for Equity Investment
|  | - Equity Investment Covered |  |  | 0
|  | Term of Political Risk Insurance |  |  | 0
|  | Front-end Fee |  |  | 0
|  | Annual Political Risk Insurance Premium |  |  | 0
Fees
|  | Front-end Fee |  |  |  |  | 0 | 0 | 0 | 0 | 0 | 0 | 0 | 0 | 0 | 0 | 0 | 0 | 0 | 0 | 0 | 0 | 0 | 0 | 0 | 0
|  | Annual Political Risk Insurance Premium |  |  |  |  | 0 | 0 | 0 | 0 | 0 | 0 | 0 | 0 | 0 | 0 | 0 | 0 | 0 | 0 | 0 | 0 | 0 | 0 | 0 | 0
|  | Total Fees for PRI |  |  |  |  | 0 | 0 | 0 | 0 | 0 | 0 | 0 | 0 | 0 | 0 | 0 | 0 | 0 | 0 | 0 | 0 | 0 | 0 | 0 | 0
D. DEPRECIATION, SUPPORTING CALCULATIONS
| Year |  |  |  |  | 0 | 1 | 2 | 3 | 4 | 5 | 6 | 7 | 8 | 9 | 10 | 11 | 12 | 13 | 14 | 15 | 16 | 17 | 18 | 19 | 20
Renewable Energy Grid Interconnection, Pre-derisking
|  | Life of Asset | 20 | years
Straight Line depreciation schedule | bar: 1 to 20
Non-depreciable | bar: 1 to 20
[5 empty] | Allocation | 0: Depreciation Base
|  | Straight Line |  |  | 95% | 0 | 0 | 0 | 0 | 0 | 0 | 0 | 0 | 0 | 0 | 0 | 0 | 0 | 0 | 0 | 0 | 0 | 0 | 0 | 0 | 0
|  | Non-depreciable |  |  | 5% | 0 | 0 | 0 | 0 | 0 | 0 | 0 | 0 | 0 | 0 | 0 | 0 | 0 | 0 | 0 | 0 | 0 | 0 | 0 | 0 | 0
|  | Annual depreciation expense |  |  |  | 0 | 0 | 0 | 0 | 0 | 0 | 0 | 0 | 0 | 0 | 0 | 0 | 0 | 0 | 0 | 0 | 0 | 0 | 0 | 0 | 0
Renewable Energy Grid Interconnection, Post-derisking
|  | Life of Asset | 20 | years
Straight Line depreciation schedule | bar: 1 to 20
Non-depreciable | bar: 1 to 20
[5 empty] | Allocation | 0: Depreciation Base
|  | Straight Line |  |  | 95% | 0 | 0 | 0 | 0 | 0 | 0 | 0 | 0 | 0 | 0 | 0 | 0 | 0 | 0 | 0 | 0 | 0 | 0 | 0 | 0 | 0
|  | Non-depreciable |  |  | 5% | 0 | 0 | 0 | 0 | 0 | 0 | 0 | 0 | 0 | 0 | 0 | 0 | 0 | 0 | 0 | 0 | 0 | 0 | 0 | 0 | 0
|  | Annual depreciation expense |  |  |  | 0 | 0 | 0 | 0 | 0 | 0 | 0 | 0 | 0 | 0 | 0 | 0 | 0 | 0 | 0 | 0 | 0 | 0 | 0 | 0 | 0
Note on H31: includes front-end fees for loans only.
Note on H32: includes front end fee and guarantee fee for guarantee coverage. Front-end fee is only included in Year 1.
Note on H33: includes front-end fee and annual risk insurance premium. Front end fee is only included in Year 1.
Note on H121: includes front-end fees for loans only.
Note on H122: includes front end fee and guarantee fee for guarantee coverage. Front-end fee is only included in Year 1.
Note on H123: includes front-end fee and annual risk insurance premium. Front end fee is only included in Year 1.

## VII. Instrument Costing
VERSION 2.0 (AUGUST 2017)
VII. INSTRUMENT COSTING
This sheet is organised into four sections.
A. FiT/PPA Price Premium
B. Cost of Take or Pay
C. Cost of Government Guarantee for PPA
D. Cost of Partial Indexing
|  |  | No. | No |  | 0 | 1 | 2 | 3 | 4 | 5 | 6 | 7 | 8 | 9 | 10 | 11 | 12 | 13 | 14 | 15 | 16 | 17 | 18 | 19 | 20 | 21 | 22 | 23 | 24 | 25 | 26 | 27 | 28 | 29 | 30 | 31 | 32 | 33 | 34 | 35 | 36 | 37 | 38 | 39 | 40 | 41 | 42 | 43 | 44 | 45 | 46 | 47 | 48 | 49 | 50
|  |  |  | Year |  |  | 2018 | 2019 | 2020 | 2021 | 2022 | 2023 | 2024 | 2025 | 2026 | 2027 | 2028 | 2029 | 2030 | 2031 | 2032 | 2033 | 2034 | 2035 | 2036 | 2037 | 2038 | 2039 | 2040 | 2041 | 2042 | 2043 | 2044 | 2045 | 2046 | 2047 | 2048 | 2049 | 2050 | 2051 | 2052 | 2053 | 2054 | 2055 | 2056 | 2057 | 2058 | 2059 | 2060 | 2061 | 2062 | 2063 | 2064 | 2065 | 2066 | 2067
A. FIT/PPA PRICE PREMIUM
Incremental Cost of Renewable Energy vs. Baseline
Per kWh
|  |  | Pre-derisking | EUR/kWh | 0.019397
|  |  | Post-derisking | EUR/kWh | 0.0048849
Per MWh
|  |  | Pre-derisking | EUR/MWh | 19.3967
|  |  | Post-derisking | EUR/MWh | 4.8849
Annual Incremental Cost vs. Baseline
|  | Pre-derisking |  | EUR |  |  | 2117277.3327 | 4234554.6654 | 6351831.9981 | 8469109.3308 | 10586386.6635 | 12703663.9962 | 14820941.3289 | 16938218.6616 | 19055495.9943 | 21172773.327 | 23290050.6597 | 25407327.9924 | 27524605.3251 | 27524605.3251 | 27524605.3251 | 27524605.3251 | 27524605.3251 | 27524605.3251 | 27524605.3251 | 27524605.3251 | 25407327.9924 | 23290050.6597 | 21172773.327 | 19055495.9943 | 16938218.6616 | 14820941.3289 | 12703663.9962 | 10586386.6635 | 8469109.3308 | 6351831.9981 | 4234554.6654 | 2117277.3327 | 0 | 0 | 0 | 0 | 0 | 0 | 0 | 0 | 0 | 0 | 0 | 0 | 0 | 0 | 0 | 0 | 0 | 0
|  | Post-derisking |  | EUR |  |  | 533213.6522 | 1066427.3044 | 1599640.9565 | 2132854.6087 | 2666068.2609 | 3199281.9131 | 3732495.5653 | 4265709.2174 | 4798922.8696 | 5332136.5218 | 5865350.174 | 6398563.8262 | 6931777.4784 | 6931777.4784 | 6931777.4784 | 6931777.4784 | 6931777.4784 | 6931777.4784 | 6931777.4784 | 6931777.4784 | 6398563.8262 | 5865350.174 | 5332136.5218 | 4798922.8696 | 4265709.2174 | 3732495.5653 | 3199281.9131 | 2666068.2609 | 2132854.6087 | 1599640.9565 | 1066427.3044 | 533213.6522 | 0 | 0 | 0 | 0 | 0 | 0 | 0 | 0 | 0 | 0 | 0 | 0 | 0 | 0 | 0 | 0 | 0 | 0
Present Value of Total Incremental Cost
| PV of total incremental cost pre-derisking |  |  | EUR |  | 200588622.9297
| PV of total incremental cost post-derisking |  |  | EUR |  | 50516099.4105
B. COST OF TAKE OR PAY
|  |  | Annual energy production for target | MWh | 1419032.4
|  |  | Post derisking tariff | EUR/MWh | 56.1929
|  |  | Target annual production | EUR | 79739576.1042
|  |  | Annual production | EUR |  |  | 6133813.5465 | 12267627.0929 | 18401440.6394 | 24535254.1859 | 30669067.7324 | 36802881.2788 | 42936694.8253 | 49070508.3718 | 55204321.9183 | 61338135.4647 | 67471949.0112 | 73605762.5577 | 79739576.1042 | 79739576.1042 | 79739576.1042 | 79739576.1042 | 79739576.1042 | 79739576.1042 | 79739576.1042 | 79739576.1042 | 73605762.5577 | 67471949.0112 | 61338135.4647 | 55204321.9183 | 49070508.3718 | 42936694.8253 | 36802881.2788 | 30669067.7324 | 24535254.1859 | 18401440.6394 | 12267627.0929 | 6133813.5465 | 0 | 0 | 0 | 0 | 0 | 0 | 0 | 0 | 0 | 0 | 0 | 0 | 0 | 0 | 0 | 0 | 0 | 0
|  |  | Cost of lost annual production | EUR |  |  | 61338.1355 | 122676.2709 | 184014.4064 | 245352.5419 | 306690.6773 | 368028.8128 | 429366.9483 | 490705.0837 | 552043.2192 | 613381.3546 | 674719.4901 | 736057.6256 | 797395.761 | 797395.761 | 797395.761 | 797395.761 | 797395.761 | 797395.761 | 797395.761 | 797395.761 | 736057.6256 | 674719.4901 | 613381.3546 | 552043.2192 | 490705.0837 | 429366.9483 | 368028.8128 | 306690.6773 | 245352.5419 | 184014.4064 | 122676.2709 | 61338.1355 | 0 | 0 | 0 | 0 | 0 | 0 | 0 | 0 | 0 | 0 | 0 | 0 | 0 | 0 | 0 | 0 | 0 | 0
|  |  | Cost of lost annual production assumed by government | EUR |  |  | 61338.1355 | 122676.2709 | 184014.4064 | 245352.5419 | 306690.6773 | 368028.8128 | 429366.9483 | 490705.0837 | 552043.2192 | 613381.3546 | 674719.4901 | 736057.6256 | 797395.761 | 797395.761 | 797395.761 | 797395.761 | 797395.761 | 797395.761 | 797395.761 | 797395.761 | 736057.6256 | 674719.4901 | 613381.3546 | 552043.2192 | 490705.0837 | 429366.9483 | 368028.8128 | 306690.6773 | 245352.5419 | 184014.4064 | 122676.2709 | 61338.1355 | 0 | 0 | 0 | 0 | 0 | 0 | 0 | 0 | 0 | 0 | 0 | 0 | 0 | 0 | 0 | 0 | 0 | 0
|  |  | PV of Cost of Take or Pay Clause | EUR |  | 5811110.3047
C. COST OF GOVERNMENT GUARANTEE FOR PPA
|  |  | Annual production | EUR |  |  | 6133813.5465 | 12267627.0929 | 18401440.6394 | 24535254.1859 | 30669067.7324 | 36802881.2788 | 42936694.8253 | 49070508.3718 | 55204321.9183 | 61338135.4647 | 67471949.0112 | 73605762.5577 | 79739576.1042 | 79739576.1042 | 79739576.1042 | 79739576.1042 | 79739576.1042 | 79739576.1042 | 79739576.1042 | 79739576.1042 | 73605762.5577 | 67471949.0112 | 61338135.4647 | 55204321.9183 | 49070508.3718 | 42936694.8253 | 36802881.2788 | 30669067.7324 | 24535254.1859 | 18401440.6394 | 12267627.0929 | 6133813.5465 | 0 | 0 | 0 | 0 | 0 | 0 | 0 | 0 | 0 | 0 | 0 | 0 | 0 | 0 | 0 | 0 | 0 | 0
|  |  | 3-month worth of payments guaranteed | EUR |  |  | 1533453.3866 | 3066906.7732 | 4600360.1599 | 6133813.5465 | 7667266.9331 | 9200720.3197 | 10734173.7063 | 12267627.0929 | 13801080.4796 | 15334533.8662 | 16867987.2528 | 18401440.6394 | 19934894.026 | 19934894.026 | 19934894.026 | 19934894.026 | 19934894.026 | 19934894.026 | 19934894.026 | 19934894.026 | 18401440.6394 | 16867987.2528 | 15334533.8662 | 13801080.4796 | 12267627.0929 | 10734173.7063 | 9200720.3197 | 7667266.9331 | 6133813.5465 | 4600360.1599 | 3066906.7732 | 1533453.3866 | 0 | 0 | 0 | 0 | 0 | 0 | 0 | 0 | 0 | 0 | 0 | 0 | 0 | 0 | 0 | 0 | 0 | 0
|  |  | Opportunity Cost (assumes no compounding) | EUR |  |  | 70538.8558 | 141077.7116 | 211616.5674 | 282155.4231 | 352694.2789 | 423233.1347 | 493771.9905 | 564310.8463 | 634849.7021 | 705388.5578 | 775927.4136 | 846466.2694 | 917005.1252 | 917005.1252 | 917005.1252 | 917005.1252 | 917005.1252 | 917005.1252 | 917005.1252 | 917005.1252 | 846466.2694 | 775927.4136 | 705388.5578 | 634849.7021 | 564310.8463 | 493771.9905 | 423233.1347 | 352694.2789 | 282155.4231 | 211616.5674 | 141077.7116 | 70538.8558 | 0 | 0 | 0 | 0 | 0 | 0 | 0 | 0 | 0 | 0 | 0 | 0 | 0 | 0 | 0 | 0 | 0 | 0
|  |  | PV of Opportunity Cost @ Public Cost of Capital | EUR |  | 6682776.8504
|  |  | Face Value | EUR |  | 79739576.1042
D. COST OF FX PARTIAL INDEXING
|  |  | Annual production | EUR |  |  | 6133813.5465 | 12267627.0929 | 18401440.6394 | 24535254.1859 | 30669067.7324 | 36802881.2788 | 42936694.8253 | 49070508.3718 | 55204321.9183 | 61338135.4647 | 67471949.0112 | 73605762.5577 | 79739576.1042 | 79739576.1042 | 79739576.1042 | 79739576.1042 | 79739576.1042 | 79739576.1042 | 79739576.1042 | 79739576.1042 | 73605762.5577 | 67471949.0112 | 61338135.4647 | 55204321.9183 | 49070508.3718 | 42936694.8253 | 36802881.2788 | 30669067.7324 | 24535254.1859 | 18401440.6394 | 12267627.0929 | 6133813.5465 | 0 | 0 | 0 | 0 | 0 | 0 | 0 | 0 | 0 | 0 | 0 | 0 | 0 | 0 | 0 | 0 | 0 | 0
|  |  | Annual cost of hedging | EUR |  |  | 171746.7793 | 343493.5586 | 515240.3379 | 686987.1172 | 858733.8965 | 1030480.6758 | 1202227.4551 | 1373974.2344 | 1545721.0137 | 1717467.793 | 1889214.5723 | 2060961.3516 | 2232708.1309 | 2232708.1309 | 2232708.1309 | 2232708.1309 | 2232708.1309 | 2232708.1309 | 2232708.1309 | 2232708.1309 | 2060961.3516 | 1889214.5723 | 1717467.793 | 1545721.0137 | 1373974.2344 | 1202227.4551 | 1030480.6758 | 858733.8965 | 686987.1172 | 515240.3379 | 343493.5586 | 171746.7793 | 0 | 0 | 0 | 0 | 0 | 0 | 0 | 0 | 0 | 0 | 0 | 0 | 0 | 0 | 0 | 0 | 0 | 0
|  |  | PV of marginal cost due to currency depreciation | EUR |  | 16271108.8531
|  |  | Cost of partial indexing product | EUR |  | 4067777.2133

## VIII. Sensitivity Outputs
VERSION 2.0 (AUGUST 2017)
VIII. SENSITIVITY OUTPUTS
This sheet is organised into 4 sections.
LCOE outputs for sensitivity analysis on key input assumptions
Key outputs for sensitivity analysis on sub-sets of derisking instruments
Public cost outputs for sensitivity analysis varying costing approach for financial derisking instruments
Summary of results for sensitivity analysis on the cost-efficiency of individual instruments
Guidance [Ungroup to reveal]
This sheet semi-automates the process of generating the sensitivity output tables for the report.
Change assumptions in the inputs sheets (Sheet II and Sheet III)
Then paste the values from the 'Linked Module' into the "Table for Report'
A. LCOE OUTPUTS FOR SENSITIVITY ANALYSIS ON KEY INPUT ASSUMPTIONS
LINKED MODULE
[6 empty] | BASELINE LCOE | [WIND/SOLAR PV] BAU LCOE | [WIND/SOLAR PV] POST-DERISKING LCOE
[6 empty] | 5.1308 | 7.0705 | 5.6193
TABLE FOR REPORT
Table [1]: [Wind/Solar PV]: summary of LCOE outputs for sensitivity analysis on key input assumptions [EUR cents/kWh]
|  |  |  | TYPE OF SENSITIVITY | DESCRIPTION OF SENSITIVITY | BASELINE LCOE | [WIND/SOLAR PV] BAU LCOE | [WIND/SOLAR PV] POST-DERISKING LCOE
|  |  |  | Base Case |  | 5.1308 | 7.0705 | 5.6193
|  |  |  | Investment and O&M Costs | Higher investment and O&M costs: investment 763,953 EUR/MW and O&M costs €23,136 EUR/MW/y | - | 10.7068 | 8.4189
vs. Base case 636,627 EUR/MW and 19,280 EUR/MW/y
|  |  |  | Capacity Factor | Higher capacity factor: 25% | - | 5.4867 | 4.3606
vs. Base case is 19.4%
|  |  |  | Fuel Costs | 20% higher fuel cost projections | 5.15 | - | -
[5 empty] | 20% lower fuel cost projections | 4 | - | -
|  |  |  | Financing Costs | 1% point higher financing costs: CoE=18%, CoD=9% | - | 7.3954 | 5.8657
[5 empty] | 1% point lower financing costs: CoE=16%, CoD=7% | - | 6.7503 | 5.3779
vs. Base case CoE=17%, CoD=8%
Fuel Price Inputs
|  |  |  | Assumptions: |  | EUR 2018 |  |  | Year | CAGR (Coal, EU, nominal) |  | CAGR (Natural Gas, EU, nominal)
|  |  |  | Coal |  |  |  |  | 20xx -2020
|  |  |  | Natural Gas |  |  |  |  | 2020-2030
2030-2040
|  |  |  | Coal Price Projections |  |  |  |  | Gas Price Projections
|  |  |  | Year | Base-Case | < 20% (Sensitivity) | > 20% (Sensitivity) |  | Year | Base-Case | < 20% (Sensitivity) | > 20% (Sensitivity)
|  |  |  | 2018 |  |  |  |  | 2018 |  | 15.8667 | 23.8
|  |  |  | 2019 |  |  |  |  | 2019 |  | 16.0638 | 24.0957
|  |  |  | 2020 |  |  |  |  | 2020 |  | 16.2633 | 24.395
|  |  |  | 2021 |  |  |  |  | 2021 |  | 16.4653 | 24.698
|  |  |  | 2022 |  |  |  |  | 2022 |  | 16.6699 | 25.0048
|  |  |  | 2023 |  |  |  |  | 2023 |  | 16.8769 | 25.3154
|  |  |  | 2024 |  |  |  |  | 2024 |  | 17.0866 | 25.6299
|  |  |  | 2025 |  |  |  |  | 2025 |  | 17.2988 | 25.9482
|  |  |  | 2026 |  |  |  |  | 2026 |  | 17.5137 | 26.2706
|  |  |  | 2027 |  |  |  |  | 2027 |  | 17.7313 | 26.5969
|  |  |  | 2028 |  |  |  |  | 2028 |  | 17.9515 | 26.9273
|  |  |  | 2029 |  |  |  |  | 2029 |  | 18.1745 | 27.2618
|  |  |  | 2030 |  |  |  |  | 2030 |  | 18.4003 | 27.6004
|  |  |  | 2031 |  |  |  |  | 2031 |  | 18.6288 | 27.9433
|  |  |  | 2032 |  |  |  |  | 2032 |  | 18.8602 | 28.2904
|  |  |  | 2033 |  |  |  |  | 2033 |  | 19.0945 | 28.6418
|  |  |  | 2034 |  |  |  |  | 2034 |  | 19.3317 | 28.9976
|  |  |  | 2035 |  |  |  |  | 2035 |  | 19.5719 | 29.3578
|  |  |  | 2036 |  |  |  |  | 2036 |  | 19.815 | 29.7225
|  |  |  | 2037 |  |  |  |  | 2037 |  | 20.0611 | 30.0917
|  |  |  | 2038 |  |  |  |  | 2038 |  | 20.3103 | 30.4655
|  |  |  | 2039 |  |  |  |  | 2039 |  | 20.5626 | 30.8439
|  |  |  | 2040 |  |  |  |  | 2040 |  | 20.818 | 31.227
|  |  |  | 2041 |  |  |  |  | 2041
B. KEY OUTPUTS FOR SENSITIVITY ANALYSIS ON SUB-SETS OF DERISKING INSTRUMENTS
LINKED MODULE
[6 empty] | POST-DERISKING COST OF FINANCING |  | POST-DERISKING LCOE (EUR/KWh) | COST OF INSTRUMENTS (EUR million) |  | SAVINGS TO THE ECONOMY (EUR million)
[6 empty] | EQUITY | DEBT
[6 empty] | 12.99% | 5.834% | 5.6193 | Policy: | 9.2643 | 150.0725
[9 empty] | Financial: | 45.4665
[9 empty] | Total: | 54.7308
TABLE FOR REPORT
Table [2]: [Wind/Solar PV]: summary of key outputs for sensitivity analysis on sub-sets of derisking instruments
|  |  |  | SCENARIO | DESCRIPTION OF SCENARIO | POST-DERISKING COST OF FINANCING |  | POST-DERISKING LCOE (EUR/KWh) | COST OF INSTRUMENTS (EUR million) |  | SAVINGS TO THE ECONOMY (EUR million)
[6 empty] | EQUITY | DEBT
|  |  |  | Base case | Base case instruments. | 0% | 0% | 0 | Policy: | 0 | 0
|  |  |  | Base case |  |  |  |  | Financial: | 0
[9 empty] | Total: | 0
|  |  |  | Policy derisking only | Policy derisking instruments only | 0% | 0% | 0 | Policy: | 0 | 0
[9 empty] | Financial: | -
|  |  |  | Financial derisking only | Financial derisking instruments only | 0% | 0% | 0 | Policy: | - | 0
[9 empty] | Financial: | 0
|  |  |  | High impact risk categories | Policy & financial derisking instruments addressing only high impact risk categories | 0% | 0% | 0 | Policy: | 0 | 0
[9 empty] | Financial: | 0
[9 empty] | Total: | 0
C. PUBLIC COST OUTPUTS FOR SENSITIVITY ANALYSIS VARYING COSTING APPROACH FOR FINANCIAL DERISKING INSTRUMENTS
LINKED MODULE
|  |  |  | Risk Category | Instrument | BASE CASE | HIGH COST | LOW COST
|  |  |  | Grid/Transmission Risk | Take or Pay | 5811110.3047 | 5811110.3047 | 5811110.3047
|  |  |  | Counterparty Risk | Gov. Guarantee for PPA | 6682776.8504 | 79739576.1042 | 0
|  |  |  | Financial Sector Risk | Public Loans | 28904864.5506 | 115619458.2025 | 0
[5 empty] | Public Guarantees for Com. Loans | 0 | 0 | 0
|  |  |  | Political Risk | PRI | 0 | 0 | 0
|  |  |  | Currency/Macro Risk | Partial Indexing | 4067777.2133 | 4067777.2133 | 4067777.2133
|  |  |  | Total Public Cost of Financial Derisking Instruments |  | 45466528.919 | 205237921.8246 | 9878887.518
[5 empty] | Total Actual Cost | 9878887.518 | 9878887.518 | 9878887.518
[5 empty] | Total Opp Cost | 6682776.8504 | 0 | 0
[5 empty] | Total Reserves | 28904864.5506 | 0 | 0
[5 empty] | Total Face Value | 0 | 195359034.3066 | 0
SAVINGS RATIO
|  |  |  | Multiple |  |  |  | 2.742
|  |  |  | Financial Derisking Costs |  |  |  | 45466528.919
|  |  |  | Policy Derisking Costs |  |  |  | 9264275.4339
|  |  |  | Present Value of FIT/PPA Price Premium over lifetime of Renewable Energy Investment |  |  |  | 50516099.4105
|  |  |  | Present Value of Total Savings Due to Derisking over lifetime of Renewable Energy Investment |  |  |  | 150072523.5192
CARBON ABATEMENT COST
|  |  |  | % Change in Total Abatement Costs per t/CO2e |  |  |  | -48.8%
|  |  |  | Total Carbon Abatement Costs per t/CO2e |  |  | 19.3674 | 9.9155
|  |  |  | Abatement Costs due to Incremental Costs |  |  | 18.8978 | 4.7592
|  |  |  | Abatement Costs due to Financial Derisking Costs |  |  | 0 | 4.2835
|  |  |  | Abatement Costs due to Policy Derisking Costs |  |  | 0.46957 | 0.87281
TABLE FOR REPORT
Table [3]: [Wind/Solar PV]: summary of public cost outputs for sensitivity analysis varying costing approach for financial derisking instruments
|  |  |  | SCENARIO | DESCRIPTION OF SCENARIO | COST TO PUBLIC (EUR million) |  |  |  | SAVINGS RATIO | CARBON ABATEMENT COST* (EUR/tCO2)
[6 empty] | Actual/Opp cost | Loss reserves | Face value | Total cost
|  |  |  | Base case | [Actual cost for take or pay and partial indexing, and opportunity cost for government guarantee; loss reserves for public loans and PRI] | 16.5617 | 28.9049 | 0 | 45.4665 | 0 | 0
0%
|  |  |  | High cost approach | [Actual cost for take or pay and partial indexing; loss reserve for PRI; face value for government guarantee and public loans] | 9.8789 | 0 | 195.359 | 205.2379 | 0 | 0
0%
|  |  |  | Low cost approach | [Actual cost for take or pay and partial indexing, loss reserve for PRI; no cost for government guarantee and public loans] | 9.8789 | 0 | 0 | 9.8789 | 0 | 0
0%
D. SUMMARY OF RESULTS FOR SENSITIVITY ANALYSIS ON THE COST-EFFICIENCY OF INDIVIDUAL INSTRUMENTS
TABLE FOR REPORT
Table [4]: [Wind/Solar PV]: summary of results for sensitivity analysis on the cost-effiency of individual instruments
|  |  |  | RISK CATEGORY |  | INSTRUMENT | EUR cost of instrument/EUR 0.1 cents of impact on post-derisking LCOE
POLICY DERISKING INSTRUMENTS
|  |  |  | Power Market Risk |  | Various | NA
|  |  |  | Permits Risk |  | Various | NA
|  |  |  | Social Acceptance Risk |  | Various | NA
|  |  |  | Developer Risk |  | Various | NA
|  |  |  | Grid/Transmission Risk |  | Various | NA
|  |  |  | Counterparty Risk |  | Various | NA
|  |  |  | Financing Risk |  | Various | NA
FINANCIAL DERISKING INSTRUMENTS
|  |  |  | Grid/Transmission Risk |  | Take or Pay Clause in PPA | NA
|  |  |  | Counterparty Risk |  | Government Guarantee for PPA | NA
|  |  |  | Counterparty Risk and Financing Risk |  | Public Loans | NA
|  |  |  | Financing Risk |  | Public Guarantees to Commercial Loans | NA
|  |  |  | Political Risk |  | Political Risk Insurance for Equity Investment | NA
|  |  |  | Currency/Macro Risk |  | Partial Indexing | NA
Instrument Cost Efficiency Calculation
POLICY DERISKING INSTRUMENTS
[5 empty] | Risk Category |  | Cost | Cost of Equity Impact of Instrument | LCOE (kWh) Cost of Equity impact of instrument | Cost of Debt Impact of Instrument | LCOE (kWh) Cost of Debt impact of instrument | Total LCOE (kWh) impact of instrument | $ cost of instrument /$0.1 cent LCOE Impact
[5 empty] | Power Market Risk |  | 3968386.096 | 0.7564% | 0 | 0.4604% | 0 | 0 | NA
[5 empty] | Permits Risk |  | 1015844.3922 | 0.1879% | 0 | 0% | 0 | 0 | NA
[5 empty] | Social Acceptance Risk |  | 571705.0226 | 0.1611% | 0 | 0.09809% | 0 | 0 | NA
[5 empty] | Developer Risk |  | 1130747.1109 | 0% | 0 | 0% | 0 | 0 | NA
[5 empty] | Grid/Transmission Risk |  | 981622.5106 | 0.1497% | 0 | 0.09112% | 0 | 0 | NA
[5 empty] | Counterparty Risk |  | 936007.5096 | 0.3754% | 0 | 0.2285% | 0 | 0 | NA
[5 empty] | Financing Risk |  | 659962.7921 | 0.2585% | 0 | 0% | 0 | 0 | NA
[6 empty] | Total | 9264275.4339
FINANCIAL DERISKING INSTRUMENTS
[5 empty] | Risk Category | Instrument | Cost | Cost of Equity Impact of Instrument | LCOE (kWh) Cost of Equity impact of instrument | Cost of Debt Impact of Instrument | LCOE (kWh) Cost of Debt impact of instrument | Total LCOE (kWh) impact of instrument | $ cost of instrument /$0.1 cent LCOE Impact
[5 empty] | Grid/Transmission Risk | Take or Pay Clause in PPA | 5811110.3047 | 0.8982% | 0 | 0.5467% | 0 | 0 | NA
[5 empty] | Counterparty Risk | Government Guarantee for PPA | 6682776.8504 | 0.3754% | 0 | 0.2285% | 0 | 0 | NA
[5 empty] | Counterparty Risk | Public Loans | 28904864.5506 | 0.3754% | 0 | 0.2285% | 0 | 0 | NA
[5 empty] | Financing Risk | Public Loans |  | Direct impact of Instrument (through concessional interest rate)
[5 empty] | Counterparty Risk | Public Guarantees to Commercial Loans | 0 | 0% | 0 | 0% | 0 | 0 | NA
[5 empty] | Financing Risk | Public Guarantees to Commercial Loans |  | 0% | 0 | 0% | 0
[5 empty] | Political Risk | Political Risk Insurance for Equity Investment | 0 | 0% | 0 | 0% | 0 | 0 | NA
[5 empty] | Currency/Macro Risk | Partial Indexing | 4067777.2133 | 0.4669% | 0 | 0.2842% | 0 | 0 | NA
[6 empty] | Total | 45466528.919
FACTORS
[5 empty] | Cost of Equity | Post-derisking LCOE | Factor
[5 empty] | 11.5% | 0
[5 empty] | 12.5% | 0 | 0
[5 empty] | 13.5% | 0
[5 empty] | Cost of Debt | Post-derisking LCOE | Factor
[5 empty] | 4.2% | 0
[5 empty] | 5.2% | 0 | 0
[5 empty] | 6.2% | 0
[5 empty] | Direct Impact | Post-derisking LCOE
[5 empty] | with public loan | 0
[5 empty] | without public loan | 0 | 0
Note on L202: Notes: hardcode this column
Note on K204: Notes: hardcode number here
Note on L207: Notes: hardcode this column
Note on K209: Notes: hardcode number here
Note on L212: Notes: hardcode this column

## IX. Charts
VERSION 2.0 (AUGUST 2017)
IX. CHARTS
This sheet is organised into 5 sections.
|  | A. | LCOE Comparison
|  | B. | Investment Leverage Ratio
|  | C. | Savings Ratio
|  | D. | Affordability
E. Carbon Abatement
Guidance [Ungroup to reveal]
This sheet semi-automates the process of generating key graphics
Blue cells and certain labels etc will need to be edited in data sets and moved on charts
A. LCOE COMPARISON
|  |  | Y-label | LCOE (EURcents/kWh)
|  |  | X-labels | Baseline Investment | Solar PV Energy Investment BAU | Solar PV Energy Investment Post-Derisking
|  |  | LCOE Baseline | 5.1308 | 5.1308 | 5.1308
|  |  | Incremental cost for plot |  | 1.9397 | 0.48849
|  |  | for Plot | 5.1308 | 5.1308 | 5.1308
|  |  | Total |  | 7.0705 | 5.6193
|  |  | Horizontal line | 0.6 | 5.1308
|  |  | (Horizontal line) | 3.4 | 5.1308
B. INVESTMENT LEVERAGE RATIO
|  |  | Y-label | Millions EUR
|  |  | X-labels | Cost of BAU Instruments | Cost of Post-Derisking Instruments | Solar PV Energy Investments
|  |  | Leverage | 2.6x* | 5.0508
|  |  | Total | 206 | 105
|  |  | Policy derisking instruments | 35 | 39
|  |  | Financial derisking instruments | 0 | 45
|  |  | Price premium (FIT, PPA) | 201 | 51
|  |  | Total Investments | 0 | 0 | 532
|  |  | Original label | 5 | 9
C. SAVINGS RATIO
|  |  | Y-label | Millions EUR
|  |  | X-labels | Cost of Post-Derisking Instruments | Incremental Cost BAU | Savings | Incremental Cost Post-Derisking
|  |  | Leverage | 2.742
|  |  | Total | 54
|  |  | Policy derisking instruments | 24
|  |  | Financial derisking instruments | 45
|  |  | Price premium (FIT, PPA) |  | 201 | 0 | 51
|  |  | Savings | 0 |  | 150
51
|  |  | Original label | 9 |  | 252
|  |  | Horizontal lines | 2.25 | 201 | 3.25 | 54
|  |  | (Horizontal line) | 2.75 | 201 | 3.75 | 54
D. AFFORDABILITY
|  |  | Y-label | EUR cents/kWh
|  |  | X-labels | Solar PV Energy LCOE BAU | Solar PV Energy LCOE Post-Derisking
|  |  | Decrease |  | -20.52%
|  |  | Total | 7.0705 | 5.6193
|  |  | Incremental cost BAU | 1.9397 | 0.48849
|  |  | Marginal baseline LCOE | 5.1308 | 5.1308
|  |  | Horizontal lines | 0.6 | 5.1308
|  |  | (Horizontal line) | 2.3 | 5.1308
E. CARBON ABATEMENT
|  |  | Y-label | EUR/tCO2e
|  |  | X-labels | Solar PV Energy Abatement Cost BAU | Solar PV Energy Abatement Cost Post-Derisking
|  |  | Decrease |  | -48.8%
|  |  | Abatement cost | 19.3674 | 9.9155
|  |  | Legend | 10.6 Mt CO2 (20 years)
Note on N42: Notes: Blown up by 30 for improved visibility in plot
Note on O42: Notes: blown up by 30 for visibility in plot
Note on O45: Notes: dont' delete, label behind
Note on N57: Notes: blown up by 15 for visibility in plot
Note on N60: Notes: dont' delete, label behind

## X. Report Summary Table
VERSION 2.0 (AUGUST 2017)
X. REPORT SUMMARY TABLE
This sheet is organised into 1 sections.
A. Summary Report Table
Guidance [Ungroup to reveal]
This sheet semi-automates the process of generating the report summary table
Certain line items and labels will need to be edited in data sets and moved on charts
A. SUMMARY REPORT TABLE
WIND TARGET AND RESOURCES
|  |  | 2030 Target (in MW) |  |  | 835
|  |  | Capacity Factor (%) |  |  | 19.4%
|  |  | Total Annual Energy Production for Target (in MWh) |  |  | 1419032.4
BASELINE ENERGY MIX
|  |  | CCGT |  |  |  | 100%
|  |  | Technology #2 |  |  |  | 0%
|  |  | Technology #3 |  |  |  | 0%
|  |  | Technology #4 |  |  |  | 0%
|  |  | Technology #5 |  |  |  | 0%
|  |  | Technology #6 |  |  |  | 0%
|  |  | Grid Emission Factor (tCO2e/MWh) |  |  | 0.374
GENERAL COUNTRY INPUTS
|  |  | Effective Corporate Tax Rate (%) |  |  | 25%
|  |  | Public Cost of Capital (%) |  |  | 7%
[6 empty] | Business-as-Usual |  | Post Derisking
[6 empty] | Scenario |  | Scenario
FINANCING COSTS
Capital Structure
|  |  |  | Debt/Equity Split |  | 70%/30% |  | 72.5%/27.5%
Cost of Debt
|  |  |  | Concessional public loan |  | NA |  | 4%
|  |  |  | Commercial loans with public guarantees |  | NA |  | NA
|  |  |  | Commercial loans without public guarantees |  | 8% |  | 5.834%
Loan Tenor
|  |  |  | Concessional public loan |  | NA |  | 20 years
|  |  |  | Commercial loans with public guarantees |  | NA |  | NA
|  |  |  | Commercial loans without public guarantees |  | 11 years |  | 12 years
|  |  | Cost of Equity |  |  | 17% |  | 12.99%
|  |  | Weighted Average Cost of Capital (WACC) (After-tax) |  |  | 9.3% |  | 6.447%
INVESTMENT
|  |  | Total Investment (EUR million) |  |  | 531.5837 |  | 531.5837
Debt (EUR million)
|  |  |  | Concessional public loan |  | 0 |  | 115.6195
|  |  |  | Commercial loans with public guarantees |  | 0 |  | 0
|  |  |  | Commercial loans without public guarantees |  | 372.1086 |  | 269.7787
|  |  | Equity (EUR million) |  |  | 159.4751 |  | 146.1855
|  |  |  | Private Sector Equity |  | NA |  | NA
|  |  |  | Public Sector Equity |  | NA |  | NA
COST OF PUBLIC INSTRUMENTS
Policy Derisking Instruments (EUR million, present value)
|  |  |  | Power Market Risk Instruments |  | 3.9684 |  | 3.9684
|  |  |  | Permits Risk Instruments |  | 1.0158 |  | 1.0158
|  |  |  | Social Acceptance Risk Instruments |  | NA |  | 0.57171
|  |  |  | Developer Risk Instruments |  | NA |  | 1.1307
|  |  |  | Grid/Transmission Risk Instruments |  | NA |  | 0.98162
|  |  |  | Counterparty Risk Instruments |  | NA |  | 0.93601
|  |  |  | Financing Risk Instruments |  | NA |  | 0.65996
[5 empty] | Total | 4.9842 |  | 9.2643
Financial Derisking Instruments (EUR million, present value)
|  |  |  | Grid/Transmission Risk Instruments |  | NA |  | 5.8111
|  |  |  | Counterparty Risk Instruments |  | NA |  | 6.6828
|  |  |  | Financing Risk Instruments |  | NA |  | NA
[5 empty] | Public Loans | NA |  | 28.9049
[5 empty] | Public Guarantees for Commercial Loans | NA |  | NA
|  |  |  | Political Risk Instruments |  | NA |  | NA
|  |  |  | Currency/Macro Risk Instruments |  | NA |  | 4.0678
[5 empty] | Total | NA |  | 45.4665
Direct Financial Incentives (EUR million)
|  |  |  | Present Value of 20 year PPA Premium |  | 200.5886 |  | 50.5161
[5 empty] | Funded by domestic public sector | NA |  | NA
[5 empty] | Funded by international public sector | NA |  | NA

## XI. Notes
VERSION 2.0 (AUGUST 2017)
XI. NOTES
This sheet is left blank for user notes

## Backup (hidden)
WIND, VERSION 1.0 (APRIL 2013)
BACKUP
| BASELINE |  | WIND MODEL - PREDERISKING |  | WIND MODEL - POST DERISKING
| InstrumentSelectionMB | Y | Prederisking | Y | PostDeriskingInputMethod | Risk Waterfall
|  | N |  | N |  | Manual Entry
[5 empty] | Selection | Y
N
|  |  | O&M Costing Method | Model Default
|  |  |  | User-defined, inflation adjusted | Effectiveness (Equity) | 100%
75%
| Fuel Cost | Model Default |  |  |  | 50%
|  | User-defined, annually adjusted |  |  |  | 25%
|  | User-defined, linear function |  |  |  | 0%
Manual Entry
[5 empty] | Effectiveness (Debt) | 100%
75%
50%
25%
0%
[5 empty] | Time Effect | 100%
75%
50%
25%
0%
Policy Instrument Costing
Lump Sum
Annual Cost
[5 empty] | Paid-in Capital Multiplier | Yes
No