{"text_format":"1","workbook":"xlsx","n_sheets":18,"sheets":["Introduction","Instructions","Dashboard","Results","Default Country Results","Calculations>>","BackgroundCalculations","GP_NP curve_all countries","Default>>","Default_InputData","Default_RawData&Calc","HistVREShare","DataValidation","InDepth>>","InDepth_DirectSupport","InDepth_Mid-termTarget","Admin","Styles"],"not_rendered":{"charts":27,"images":3,"macros":1,"external_links":0,"defined_names":133,"comments":1,"pivot_tables":0},"unopened":[],"bounds":{"document_bytes":16777216,"sheet_cells":100000,"rows_first":2000,"rows_last":500,"rows_between":2000,"halvings":0,"cell_chars":16384,"cell_head_chars":4096},"cells_cut":0,"cells_raw":0,"read":"whole","date_system":"1900"}

{"sheet":"Introduction","index":0,"n_rows":29,"n_cols":7,"rows_kept":29,"cut":false,"hidden":false,"merged":[[27,6,27,13],[28,6,28,13],[19,6,23,13],[8,1,8,13],[12,6,12,13],[13,6,13,13],[15,6,15,13],[17,6,17,13],[18,6,18,13],[24,6,26,13],[18,3,18,4],[14,6,14,13]]}
[]
[null,"Variable renewable energy policy impact forecast tool (Beta version)"]
[]
[null,"© NewClimate Institute 2018"]
[null,"This tool was developed under the project 817010, funded by the ClimateWorks Foundation."]
[]
[null,"Purpose and use"]
[]
[null,"This shell tool allows the user to project the impact of variable renewable energy (VRE) policies/ policy packages based on a s-curve modelling logic.\n\nThe policies included in this tool are:\n(1) Long-term vision & Mid-term strategic policies toward energy system transition\n(2) Market and non-market measures for system integration\n(3) Direct VRE support policies & barriers\n(4) Other policies with impact on growth of renewable energy share (e.g. energy efficiency)\n\nOptional:\n(5) Financial barriers\n\nThe tool provides an interactive setting (i.e. Dashboard), where the user can estimate the share of VRE in electricity generation in a given country by adjusting the indicators describing the policies described above.\n\nThe tool includes default input data for the G20 countries (excl. the European Union) , which allows for a quick estimation of policy impacts given current publicly available data in these countries. At the same time, the input data can be adapted based on the user's needs."]
[]
[null,"Index"]
[]
[null,1,"Instructions",null,null,null,"Provides instructions on the VRE policy modelling tool's dashboard including data input requirements"]
[null,2,"Dashboard",null,null,null,"Interactive VRE policy tool. Provides dynamic results based on user's selected data."]
[null,3,"Results",null,null,null,"Results (i.e graph and time series) from data input in the Dashboard"]
[null,4,"Default Country Results",null,null,null,"Results overview of VRE share (historical and projected),  incentive factor, ceiling factor, growth factor, barriers, and all input data for all default countries"]
[null,5,"Calculations"]
[null,null,null,"Background Calculations",null,null,"Modelling calculations based on an s-curve logic"]
[null,null,null,"Good Practice and No Policy curves for all countries",null,null,"Estimation of good practice and no policy curves for all countries"]
[null,6,"Default",null,null,null,"Provides input data for all default countries. It also contains VRE shares in 2030 for a selection of default countries as reported in recent literature."]
[null,null,null,"Default_InputData"]
[null,null,null,"Default_RawData&Calc"]
[null,null,null,"Historical VRE share"]
[null,null,null,"Data Validation"]
[null,7,"In-depth calculations",null,null,null,"Estimation of \"Direct support policies\" and \"Mid-term target\" indicators based on in country data. It represents a more sophisticated approach to calculating the RE share development under support policies and mid-term targets."]
[null,null,null,"Direct Support policies"]
[null,null,null,"Mid-term Target"]
[null,8,"Admin",null,null,null,"Contains lists and conversion factors"]
[null,9,"Styles",null,null,null,"Explains the styles used throughout the workbook"]

{"sheet":"Instructions","index":1,"n_rows":19,"n_cols":3,"rows_kept":19,"cut":false,"hidden":false,"merged":[[1,1,1,2],[17,2,17,14],[19,2,19,14],[18,2,18,12],[3,2,3,14],[4,2,4,14],[5,2,5,14],[16,2,16,14],[8,2,8,14],[10,2,10,14],[14,2,14,14],[12,2,12,14],[7,2,7,14],[9,2,9,14],[11,2,11,14],[13,2,13,14],[15,2,15,14]]}
[]
[null,"Instructions"]
[]
[null,null,"1. Go to Dashboard."]
[null,null,"2. Select a country to be evaluated from the drop-down menu under \"Required input\"."]
[null,null,"3. Select whether to be able to adjust the country input variables for projection manually or not under \"Required input\".\nImportant notes:\n- The \"No\" option feeds default data for G20 countries (excl. the European Union).\n- If default data does not exist for the selected country, a manual input (i.e. Manually adjust variables for projection: \"User-defined\") is needed.\n- A manual input is available for ALL countries in the list (also for countries with available default data)."]
[null,null,"Optional Inputs:"]
[null,null,"Weights"]
[null,null,"4. Use default weight values OR manually input weights on yellow cells.\n Default weights exist based on expert knowledge. The user can choose to use those by clicking the button on top, or can choose to input their own values. User-defined values can be added on all cells in yellow.\n\nNotes: Default values can be restored by clicking the button. Clicking on the button will reset ALL values. When manually editing please always keep the sum of the weigths equal to 100%"]
[null,null,"In-depth calculation for \"Direct RE support policies\" indicator"]
[null,null,"5. In-depth calculation for this indicator is enabled when choosing \"yes\" on their dropdown menu. A navigation button appears on the left when choosing \"yes\" and the values from the 'in-depth' calculation sheet is automatically fed. Use the navigation button to go to the sheet where data can be edited. Use the navigation button on the 'in-depth' calculation sheet to return to the Dashboard.\n\nThe in-depth analysis is based on specific policies (i.e. Teneders and Feed it Tariffs with cap) and country data.\nNeeded information:\n- scheme duration (beginning and final year),\n- capacity from each scheme and technology,\n- future electricity generation, and\n- technology assumptions (i.e. national capacity factors, costs, lifetime, etc.)"]
[null,null,"In-depth calculation for \"Mid-term target\" indicator"]
[null,null,"6. In-depth calculation for this indicator is enabled when choosing \"yes\" on their dropdown menu. A navigation button appears on the left when choosing \"yes\" and the values from the 'in-depth' calculation sheet is automatically fed. Use the navigation button to go to the sheet where data can be edited. Use the navigation button on the 'in-depth' calculation sheet to return to the Dashboard.\n\nThe in-depth calculation allows for estimation of  how a country's mid-term target relates  to the \"good practice\" and \"no policy\" curves for the selected country for the year of that target.\nNeeded information:\n- country VRE target\n- year of VRE target"]
[null,null,"Optional barriers"]
[null,null,"7. Select to add barriers if existing. Selecting \"yes\" will enable manual entry of financial barriers.\nFor G20 countries (excl. EU), there is the option to use default data. Please select from the dropdown menu to use default data or not. As with other indicators, selecting to use default data disables manual adjustment of the slider."]
[null,null,"Reference Values"]
[null,null,"8. Select \"yes\" to be able to manually input reference values for the no policy and good practice curves.\n Default reference values exist based on literature and expert knowledge. The user can choose to use those by clicking the button on top, or can choose to input their oun values. User-defined values can be added on all cells in yellow.\nNote: clicking on the button will reset ALL values."]
[null,null,"s-curve settings:"]
[null,null,"9. To change the seeting that define the good practice and no policy s-curves (i.e. ceiling, pace of growth, and/or good practice country) go to \"Background Calculations\". Note: only cells in yellow can be adjusted."]

{"sheet":"Dashboard","index":2,"n_rows":69,"n_cols":20,"rows_kept":69,"cut":false,"hidden":false,"merged":[[43,9,44,12],[4,8,4,9],[36,6,37,6],[27,6,29,6],[24,6,25,6],[17,6,19,6],[14,6,15,6],[8,7,9,9],[10,7,11,9],[17,2,21,4],[41,10,41,13],[6,15,6,19],[10,15,10,16],[10,18,10,19],[10,10,10,11]]}
["i","Dashboard"]
[]
[null,null,{"$f":"\"VRE share projection for \"&SelectedCountry","v":"VRE share projection for United States of America"},null,null,null,"Required Input",null,null,null,null,null,null,null,null,"Optional input - Reference Values"]
[]
[null,null,null,null,null,null,null,"Select a Country:","United States of America",null,null,null,null,null,null,null,"Manually edit reference values:","No","i"]
[null,null,null,null,null,null,null,{"$f":"IF(AND(SelectManual=\"No\",COUNTIF(CountriesDefault,SelectedCountry)=0), \"WARNING: No default data exists for the selected country, please select manual input below\",\"\")","v":""}]
[null,null,null,null,null,null,null,"Input values used:","Default","i",null,null,null,null,null,{"$f":"IF(ManualEditRefVals_YesNo=\"Yes\", \"NOTE: Only cells in yellow can be manually edited.\",\"\")","v":""}]
[]
[null,null,null,null,null,null,null,{"$f":"IF(AND(SelectManual=\"Default\",COUNTIF(CountriesDefault,SelectedCountry)<>0), \"NOTE: Sliders below are disabled and default values are displayed. To manually adjust please select: User-defined\",\"\")","v":"NOTE: Sliders below are disabled and default values are displayed. To manually adjust please select: User-defined"}]
[]
[null,null,null,null,null,null,null,{"$f":"IF(AND(SelectManual=\"Default\",COUNTIF(CountriesDefault,SelectedCountry)=0), \"NOTE: No default values exist for this country. To manually adjust please select: User-defined\",\"\")","v":""},null,null,"Assessment used for: Current policy",null,null,"Weight",null,"Reference values for:\nGood practice",null,null,"Reference values for: \nNo policy"]
[]
[null,null,null,null,null,null,{"$f":"Default_InputData!$E$7","v":"Policies affecting the ceiling of VRE share"}]
[]
[null,null,null,null,null,null,"Long-term vision & strategic policies toward energy system transition",{"$f":"Default_InputData!$G$11","v":"Long-term transition plan for the electricity system"},22,null,{"$f":"IF(AND(COUNTIF(CountriesDefault,SelectedCountry)=0,SelectManual=\"Default\"),0, IF(AND(COUNTIF(CountriesDefault,SelectedCountry)<>0,SelectManual=\"Default\"),INDEX(Default_InputData,MATCH(SelectedCountry_Data_Scenario,Default_CountryScenario,0),MATCH($H15,Default__InputData_Head,0)),$I15))","v":0},{"$f":"IF($K$15=0,\"Policy cliff-edge after 2020 (RE strategy)\",\nIF($K$15=25,\"No 2050 plan but a post-2020 RE strategy exists\",\nIF($K$15=50,\"A binding strategy in place but lacks both ambition and concreteness\",\nIF($K$15=75,\"A binding and ambitious long-term transition strategy exists but lacks concreteness\",\nIF($K$15=100,\"A binding, ambitious and concrete strategy for power sector decarbonisation exists\",\n\"Please select a value\")))))","v":"Policy cliff-edge after 2020 (RE strategy)"},"i",0.17,null,100,"A binding, ambitious and concrete strategy for power sector decarbonisation exists",null,0,"Policy cliff-edge after 2020 (RE strategy)"]
[null,null,"Instructions",null,null,null,null,{"$f":"Default_InputData!$G$12","v":"Long-term RE target ambition"},96,null,{"$f":"IF(AND(COUNTIF(CountriesDefault,SelectedCountry)=0,SelectManual=\"Default\"),0, IF(AND(COUNTIF(CountriesDefault,SelectedCountry)<>0,SelectManual=\"Default\"),INDEX(Default_InputData,MATCH(SelectedCountry_Data_Scenario,Default_CountryScenario,0),MATCH($H16,Default__InputData_Head,0)),$I16))","v":37},{"$f":"IF($K$16=0,\"Equal or lower than reference development of 1% increase per year or no target\",\nIF($K$16=100,\"Target on trajectory towards 100% renewables in 2050\",\"Selected value reflecting how close a country is of achieving 100% renewables in 2050 (i.e.100%) or not having a target (i.e.0%)\"))","v":"Selected value reflecting how close a country is of achieving 100% renewables in 2050 (i.e.100%) or not having a target (i.e.0%)"},null,0.17,null,100," Target on trajectory towards 100% renewables in 2050  ",null,0,"Equal or lower than reference development of 1% increase per year or no target"]
[]
[null,null,"To estimate the share of VRE in future years in a given country please:\n1. Select a country from the drop-down menu.\n2. Select manual or default variable adjustment.\n     Manual adjustment enables sliders.\n3. Select variables for assessment.\n\nNOTE: The graph is updated automatically when changing input values. It is also automatically repositioned to the top left corner when clicking through the sheet.\n\nOptional Inputs\nWeight:\n4. Use default weight values OR manually input weights on yellow cells. Notes: Default values can be restored by clicking the button. When manually editing please always keep the sum of the weigths equal to 100%\nOptional barriers:\n5. Select to add barriers if existing\nIn-depth calculation for \"Mid-term target\" and \"Direct support policies\" indicators\n6. In-depth calculation for these indicators in enabled when choosing \"yes\" on their dropdown menus. Use the button (appears when \"yes\" is selected) to navigate to the 'in-depth' calculation worksheets for each of the indicators.\nReference Values:\n7. Select \"yes\" to be able to manually input reference values for the no policy and good practice curves.\nClick the button to fill with default reference values.",null,null,null,"System integration: non-market measures",{"$f":"Default_InputData!$G$14","v":"VRE in grid codes"},100,null,{"$f":"IF(AND(COUNTIF(CountriesDefault,SelectedCountry)=0,SelectManual=\"Default\"),0, IF(AND(COUNTIF(CountriesDefault,SelectedCountry)<>0,SelectManual=\"Default\"),INDEX(Default_InputData,MATCH(SelectedCountry_Data_Scenario,Default_CountryScenario,0),MATCH($H18,Default__InputData_Head,0)),$I18))","v":100},{"$f":"IF($K$18=0,\"No VRE included in existing grid codes and/or no separate grid codes for VRE exist\",\nIF($K$18=100,\"VRE are included in existing grid codes or separate grid codes for VRE exist\",\"\"))","v":"VRE are included in existing grid codes or separate grid codes for VRE exist"},null,0.11,null,100,"Yes, VRE are included in existing grid codes and/ or separate grid codes for VRE exist ",null,0,"No, VRE are not included in existing grid codes and/ or separate grid codes for VRE do not exist"]
[null,null,null,null,null,null,null,{"$f":"Default_InputData!$G$15","v":"Support schemes for demand-side management (DSM)"},100,null,{"$f":"IF(AND(COUNTIF(CountriesDefault,SelectedCountry)=0,SelectManual=\"Default\"),0, IF(AND(COUNTIF(CountriesDefault,SelectedCountry)<>0,SelectManual=\"Default\"),INDEX(Default_InputData,MATCH(SelectedCountry_Data_Scenario,Default_CountryScenario,0),MATCH($H19,Default__InputData_Head,0)),$I19))","v":100},{"$f":"IF($K$19=0,\"No policy present\",\nIF($K$19=50,\"Only market based OR regulatory DSM policies are present\",\nIF($K$19=100,\"Both market based AND regulatory DSM policies are present\",\n\"Please select between 0,50, and 100 according to the level of policies present\")))","v":"Both market based AND regulatory DSM policies are present"},"i",0.11,null,100,"Both market based and regulatory DSM policies are present ",null,0,"No policy present"]
[null,null,null,null,null,null,null,{"$f":"Default_InputData!$G$16","v":"Storage promotion & flexible supply-side policies"},100,null,{"$f":"IF(AND(COUNTIF(CountriesDefault,SelectedCountry)=0,SelectManual=\"Default\"),0, IF(AND(COUNTIF(CountriesDefault,SelectedCountry)<>0,SelectManual=\"Default\"),INDEX(Default_InputData,MATCH(SelectedCountry_Data_Scenario,Default_CountryScenario,0),MATCH($H20,Default__InputData_Head,0)),$I20))","v":100},{"$f":"IF($K$20=0,\"No storage promotion or flexible supply-side policies exist\",\nIF($K$20=100,\"Storage promotion & flexible supply-side policies exist\",\"\"))","v":"Storage promotion & flexible supply-side policies exist"},"i",0.11,null,100,"Yes, a national policy, roadmap, strategic plan or guidance on the promotion of energy storage exists and has been (at least partially) implemented",null,0,"No national policy, roadmap, strategic plan or guidance on the promotion of energy storage exists nor has been implemented."]
[]
[null,null,null,null,null,null,"System integration: market measures",{"$f":"Default_InputData!$G$18","v":"System integration: markets measures"},25,null,{"$f":"IF(AND(COUNTIF(CountriesDefault,SelectedCountry)=0,SelectManual=\"Default\"),0, IF(AND(COUNTIF(CountriesDefault,SelectedCountry)<>0,SelectManual=\"Default\"),INDEX(Default_InputData,MATCH(SelectedCountry_Data_Scenario,Default_CountryScenario,0),MATCH($H22,Default__InputData_Head,0)),$I22))","v":100},{"$f":"IF($K$22=0,\"Neither flexible markets nor capacity mechanisms exist\",\nIF($K$22=50,\"Either flexible markets OR capacity mechanism exist\",\nIF($K$22=100,\"Both flexible markets AND capacity mechanism exist\",\n\"\")))","v":"Both flexible markets AND capacity mechanism exist"},null,0.33,null,100,"Flexible markets AND capacity mechanism",null,0,"No flexible markets nor capacity mechanism"]
[null,null,null,null,null,null,{"$f":"Default_InputData!$E$20","v":"Policies affecting the pace of growth of VRE share"}]
[]
[null,null,"Use in-depth calculations for \"Mid-term target ambition\"?","No","i",{"$f":"IF(YesNo_inDepth_MidTerm=\"no\", \"\",\"i\")","v":""},"Mid-term strategic policies toward energy system transition",{"$f":"Default_InputData!G24","v":"Mid-term RE target ambition"},15,null,{"$f":"IF(AND(COUNTIF(CountriesDefault,SelectedCountry)=0,SelectManual=\"Default\"),0, IF(AND(COUNTIF(CountriesDefault,SelectedCountry)<>0,SelectManual=\"Default\"),INDEX(Default_InputData,MATCH(SelectedCountry_Data_Scenario,Default_CountryScenario,0),MATCH($H25,Default__InputData_Head,0)),$I25))","v":33},{"$f":"IF(YesNo_inDepth_MidTerm=\"yes\",\"Value from in-depth calculation sheet\",\nIF($K$25=0,\"\",\nIF($K$25=100,\"\",\"Please select a value between 0-100, which represents how close a country is to achieve their 2030 target (100) or if this target will not be achieved (0)\")))","v":"Please select a value between 0-100, which represents how close a country is to achieve their 2030 target (100) or if this target will not be achieved (0)"},null,0.1,null,100,"2030 target alligned 100% with good practice curve.\nThe mid-term RE target level (in terms of %-share in total generation) equals the country-specific good practice scenario curve level.",null,0,"2030 target not alligned to good practice curve.\nThe mid-term RE target level (in terms of %-share in total generation) equals the country-specific no-policy scenario curve level."]
[null,null,null,null,null,null,null,{"$f":"Default_InputData!G25","v":"Policies to level the playing field: shift away from coal/oil"},0,null,{"$f":"IF(AND(COUNTIF(CountriesDefault,SelectedCountry)=0,SelectManual=\"Default\"),0, IF(AND(COUNTIF(CountriesDefault,SelectedCountry)<>0,SelectManual=\"Default\"),INDEX(Default_InputData,MATCH(SelectedCountry_Data_Scenario,Default_CountryScenario,0),MATCH($H26,Default__InputData_Head,0)),$I26))","v":0},{"$f":"IF($K$26=0,\"A coal and/or oil phase-out date is agreed\",\nIF($K$26=50,\"No coal and/or oil phase out plan agreed yet but country has been vocal about its commitment to phase out (e.g. in international coalitions such as powering-past coal alliance)\",\nIF($K$26=100,\"A coal and/or oil phase-out date is agreed\",\n\"Please select between 0,50, and 100 according to the level of policies present\")))","v":"A coal and/or oil phase-out date is agreed"},null,0.1,null,100," A coal and/or oil phase-out date is agreed and fixed",null,0,"Continued emphasis on coal/oil-based generation"]
[]
[null,null,"Use in-depth calculations for \"Direct support policies\"?","No","i",{"$f":"IF(YesNo_InDepth_DirSupport=\"no\",\"\",\"i\")","v":""},"Direct RE support policies",{"$f":"Default_InputData!G27","v":"Direct support policies (RPS and feed-in schemes, tax measures)"},75,null,{"$f":"IF(AND(COUNTIF(CountriesDefault,SelectedCountry)=0,SelectManual=\"Default\"),0, IF(AND(COUNTIF(CountriesDefault,SelectedCountry)<>0,SelectManual=\"Default\"),INDEX(Default_InputData,MATCH(SelectedCountry_Data_Scenario,Default_CountryScenario,0),MATCH($H28,Default__InputData_Head,0)),$I28))","v":25},{"$f":"IF(YesNo_InDepth_DirSupport=\"Yes\",\"Value from in-depth calculation sheet\",\nIF($K$28=0,\" No support for renewables / support announced but not yet implemented / \"&\"Support schemes in place do not necessarily provide sufficient incentives to level the playing field for renewables against fossil fuel-fired technologies (e.g. only tax breaks and accelerated depreciation without other policies) \",\nIF($K$28=25,\"Only an initial policy support exists (i.e. support policies cover less than 3 technologies and/or policy support is technology neutral) but without complementary conducive financial support policies\",\nIF($K$28=50,\"Only an initial policy support exists (i.e. support policies cover less than 3 technologies and/or policy support is technology neutral) but with complementary conducive financial support policies\",\nIF($K$28=75,\"Either favourable support policies exist for only 3 renewable energy technologies with complementary financial support policies\"&\" Or support policies exist for all 4 renewables but without complementary financial support policies and measures to mitigate financial risks i.e. only 4 of the 5 policy support conditions are met\",\nIF($K$28=100,\"Favourable support policies exist for ALL  4 major renewables \"&\"(i.e. small and large scale solar, onshore and offshore wind) and are complemented by conducive financial support policies and measures to mitigate financial risks i.e. all 5 support conditions are in place\",\n\"\"))))))","v":"Only an initial policy support exists (i.e. support policies cover less than 3 technologies and/or policy support is technology neutral) but without complementary conducive financial support policies"},{"$f":"IF(YesNo_InDepth_DirSupport=\"yes\",\"\",\"i\")","v":"i"},0.2,null,100,"Favourable support policies exist for ALL  4 major renewables (= small and large scale solar, onshore and offshore wind) and are complemented by conducive financial support policies and measures to mitigate financial risks i.e. all 5 support conditions are in place",null,0,"No support for renewables / support announced but not yet implemented / Support schemes in place do not necessarily provide sufficient incentives to level the playing field for renewables against fossil fuel-fired technologies (e.g. only tax breaks and accelerated depreciation without other policies) "]
[null,null,null,null,null,null,null,{"$f":"Default_InputData!G28","v":"Reliability of RE policies"},100,null,{"$f":"IF(AND(COUNTIF(CountriesDefault,SelectedCountry)=0,SelectManual=\"Default\"),0, IF(AND(COUNTIF(CountriesDefault,SelectedCountry)<>0,SelectManual=\"Default\"),INDEX(Default_InputData,MATCH(SelectedCountry_Data_Scenario,Default_CountryScenario,0),MATCH($H29,Default__InputData_Head,0)),$I29))","v":31},{"$f":"IF(SelectManual=\"No\", \"Fluctuation of support measured by standard deviation of Climate Change Policy Index (CCPI) Energy Scores 2012-2018 on a 0 – 100 scale multiplied with CCPI Energy Scores 2012-2018\", \"Select a number representing the level of support (0: no support to 100:full support) for VRE policies in \"&SelectedCountry)","v":"Select a number representing the level of support (0: no support to 100:full support) for VRE policies in United States of America"},null,0.2,null,100,"Favourable support for RE policies",null,0,"No support for RE policies"]
[null,null,null,null,null,null,null,{"$f":"Default_InputData!G29","v":"Ensuring realization"},0,null,{"$f":"IF(AND(COUNTIF(CountriesDefault,SelectedCountry)=0,SelectManual=\"Default\"),0, IF(AND(COUNTIF(CountriesDefault,SelectedCountry)<>0,SelectManual=\"Default\"),INDEX(Default_InputData,MATCH(SelectedCountry_Data_Scenario,Default_CountryScenario,0),MATCH($H30,Default__InputData_Head,0)),$I30))","v":100},{"$f":"IF($K$30=0,\"No actions for ensuring the projects are really implemented are in place\",\nIF($K$30=25,\"Please select 50 if at least one of the three actions for ensuring the projects are really implemented are in place\",\nIF($K$30=50,\"For auctions: one out of three actions for ensuring the projects are really implemented are in place\",\nIF($K$30=75,\"For auctions: two out of three actions for ensuring the projects are really implemented are in place\",\nIF($K$30=100,\"For auctions: all three actions for ensuring the projects are really implemented are in place\",\n\"\")))))","v":"For auctions: all three actions for ensuring the projects are really implemented are in place"},"i",0.2,null,100,"Ensuring the projects are really implemented\nE.g. for auctions:  (1) Pre-defined realisation periods in policy schedules exist, (2) pre-qualification requirements can help identify “serious” bids and eliminate projects with low realisation probability (3) effective penalties for non-realisation.\nFor FITs always given (generally do not have a similar need)",null,0,"Projects are not implemented"]
[]
[null,null,null,null,null,null,"Energy efficiency policy",{"$f":"Default_InputData!G31","v":"Energy efficiency policy"},100,null,{"$f":"IF(AND(COUNTIF(CountriesDefault,SelectedCountry)=0,SelectManual=\"Default\"),0, IF(AND(COUNTIF(CountriesDefault,SelectedCountry)<>0,SelectManual=\"Default\"),INDEX(Default_InputData,MATCH(SelectedCountry_Data_Scenario,Default_CountryScenario,0),MATCH($H32,Default__InputData_Head,0)),$I32))","v":56},{"$f":"IF(SelectManual=\"No\", \"Relative score based on 2018 ACEEE International Energy Efficiency Scorecard\", \"Values reflecting level of energy efficiency policy in \"&SelectedCountry)","v":"Values reflecting level of energy efficiency policy in United States of America"},null,0.2,null,100,"No national efforts on energy efficiency or energy efficiency policies in the buildings, industry and transport sectors exist.\n\nNational efforts consider the following policies (and metrics): energy productivity, change in energy intensity, efficiency in thermal power plants, mandatory saving goas, tax credits and loan programmes, energy efficiency spending, and energy efficiency research and development spending.",null,0,"Maximum number of energy efficiency policies in the buildings, industry, and transport sectors are present in a country. Additionally, national efforts on energy efficiency exist.\n\nNational efforts consider the following policies (and metrics): energy productivity, change in energy intensity, efficiency in thermal power plants, mandatory saving goas, tax credits and loan programmes, energy efficiency spending, and energy efficiency research and development spending."]
[null,null,null,null,null,null,{"$f":"Default_InputData!E35","v":"Barriers to the pace of growth"}]
[]
[null,null,null,null,null,null,"Long-term vision & strategic policies toward energy system transition",{"$f":"Default_InputData!G39","v":"Fossil fuel production"},100,null,{"$f":"IF(AND(COUNTIF(CountriesDefault,SelectedCountry)=0,SelectManual=\"Default\"),0, IF(AND(COUNTIF(CountriesDefault,SelectedCountry)<>0,SelectManual=\"Default\"),INDEX(Default_InputData,MATCH(SelectedCountry_Data_Scenario,Default_CountryScenario,0),MATCH($H35,Default__InputData_Head,0)),$I35))","v":100},"%-self sufficiency in coal & gas in the power sector, production as share of total domestic use ",null,0.05,null,100,"High self suffiency\n\nThe country produced more coal and gas than it consumed domestically in 2016.",null,0,"No self sufficiency\n\nThe country produced no coal or gas domestically in 2016."]
[]
[null,null,null,null,null,null,"Direct RE support policies",{"$f":"Default_InputData!G41","v":"Administrative procedures - Permit granting procedures"},100,null,{"$f":"IF(AND(COUNTIF(CountriesDefault,SelectedCountry)=0,SelectManual=\"Default\"),0, IF(AND(COUNTIF(CountriesDefault,SelectedCountry)<>0,SelectManual=\"Default\"),INDEX(Default_InputData,MATCH(SelectedCountry_Data_Scenario,Default_CountryScenario,0),MATCH($H37,Default__InputData_Head,0)),$I37))","v":50},{"$f":"IF($K$37=100,\"No siting/zoning exist\",\nIF($K$37=50,SelectedCountry&\" has carried out strategic planning or produced zoning guidance to inform the commercial development of both either solar OR wind resources\",\nIF($K$37=0,\"Siting/zoning exist\",\"\")))","v":"United States of America has carried out strategic planning or produced zoning guidance to inform the commercial development of both either solar OR wind resources"},null,0.05,null,100,"Bureaucratic and in transparent procedures are inhibitory",null,0,"Streamlined procedures for permitting renewable energy projects speed up uptake"]
[null,null,null,null,null,null,null,{"$f":"Default_InputData!G42","v":"Administrative procedures - Siting / zoning"},100,null,{"$f":"IF(AND(COUNTIF(CountriesDefault,SelectedCountry)=0,SelectManual=\"Default\"),0, IF(AND(COUNTIF(CountriesDefault,SelectedCountry)<>0,SelectManual=\"Default\"),INDEX(Default_InputData,MATCH(SelectedCountry_Data_Scenario,Default_CountryScenario,0),MATCH($H38,Default__InputData_Head,0)),$I38))","v":0},{"$f":"IF($K$38=100,\"Bureaucreatic and intransparent procedures are inhibitory\",\nIF($K$38=50,\"Standard administrative procedures or no information\",\nIF($K$38=0,\"Streamlined procedures for permitting renewable energy projects speed up uptake\",\"\")))","v":"Streamlined procedures for permitting renewable energy projects speed up uptake"},null,0.05,null,100,"The country has carried out NO strategic planning or produced zoning guidance to inform the commercial development of solar and wind resources.",null,0,"The country has carried out strategic planning or produced zoning guidance to inform the commercial development of both solar AND wind resources."]
[]
[null,null,null,null,null,null,null,{"$f":"Default_InputData!E45","v":"Optional barriers"}]
[]
[null,null,null,null,null,null,null,"Enable financial & non-financial determinants and macroeconomic fundamentals as a barrier?","Yes","i","General investment conditions consider the following determinants:\n\n1. Non-financial determinants: This set of indicators reflects the safety of investments in a country. A high score reflects the ease of investing in a country.\n2. Financial determinants: Financial determinants facilitate investor confidence towards return on investment in a country.\n3. Macroeconomic fundamentals: These variables provide some resilience to a country from external shocks; especially so in emerging markets."]
[]
[null,null,null,null,null,null,null,"Use default?","Yes",{"$f":"IF(AND(ManualEditBarrier_YesNo=\"Yes\",I44=\"Yes\",COUNTIF(CountriesDefault,SelectedCountry)<>0), \"NOTE: The slider below is disabled and the default value is displayed. To manually adjust please select: No\",\"\")","v":"NOTE: The slider below is disabled and the default value is displayed. To manually adjust please select: No"}]
[]
[null,null,null,null,null,null,null,{"$f":"Default_InputData!G47","v":"Financial & non-financial determinants and macroeconomic fundamentals"},0,null,{"$f":"IF(ManualEditBarrier_YesNo=\"No\",0,\nIF(AND(COUNTIF(CountriesDefault,SelectedCountry)<>0,$I$44=\"Yes\"),INDEX(Default_InputData,MATCH(SelectedCountry_Data_Scenario,Default_CountryScenario,0),MATCH($H46,Default__InputData_Head,0)),\nIF(AND(COUNTIF(CountriesDefault,SelectedCountry)<>0,$I$44=\"No\"),OptionalBarrier,\nIF(COUNTIF(CountriesDefault,SelectedCountry)=0,OptionalBarrier))))","v":20},{"$f":"IF($I$46=\"Yes\",\"Based on the Allianz Climate and Energy Index 2018\",\"\")","v":""},"i",0.05,null,100,"Bad general investment conditions based on macro economic and governance indicators",null,0,"Optimal general investment conditions based on macro economic and governance indicators"]
[]
[]
[]
[]
[]
[]
[]
[]
[]
[]
[]
[]
[]
[]
[]
[]
[]
[]
[]
[]
[]
[]
[null,null,null,null,null,null,null,null,null,null,null,"`"]

{"sheet":"Results","index":3,"n_rows":40,"n_cols":55,"rows_kept":40,"cut":false,"hidden":false,"merged":[[35,1,36,2]]}
[]
[null,"Results",null,null,null,null,{"$f":"SelectedDefaultCountry","v":"United States of America"}]
[]
[]
[null,null,{"$f":"\"VRE share projection for \"&SelectedCountry","v":"VRE share projection for United States of America"}]
[]
[]
[]
[]
[]
[]
[]
[]
[]
[]
[]
[]
[]
[]
[]
[]
[]
[]
[]
[]
[]
[]
[]
[]
[]
[]
[]
[]
[]
[null,"Historical and projected share of VRE* in total electricity generation"]
[null,"*VRE includes wind and solar.\nHistorical: 2000-2015, Projected: 2016-2050"]
[null,null,null,2000,2001,2002,2003,2004,2005,2006,2007,2008,2009,2010,2011,2012,2013,2014,2015,2016,2017,2018,2019,2020,2021,2022,2023,2024,2025,2026,2027,2028,2029,2030,2031,2032,2033,2034,2035,2036,2037,2038,2039,2040,2041,2042,2043,2044,2045,2046,2047,2048,2049,2050,"ShareVRE_Year"]
[null,"ꟷ","Good practice    ",{"$f":"D$39","v":1.5795284763474367E-3},1.9774248983609856E-3,2.8037459774850927E-3,2.9960669838498969E-3,3.6778461360436636E-3,4.4510430939024622E-3,6.5410358008435535E-3,8.3898504017770933E-3,1.3306070946677167E-2,1.842346284085903E-2,2.2756485851087749E-2,2.9369013101405595E-2,3.5605509304396932E-2,4.3289028469968377E-2,4.8527920520646979E-2,5.3205596027784657E-2,{"$f":"IF($S$38>Threshold,INDEX(y_ideal,MATCH(INDEX(x_adj,MATCH($S38,y_ideal,1))+(T$37-$S$37),x_adj,0)),INDEX(y_ideal,MATCH(INDEX(x_adj,MATCH(Threshold,y_ideal,1))+(T$37-$S$37),x_adj,0)))","v":5.3205673046668359E-2},6.2317575619928664E-2,7.281429006955159E-2,8.4843820891146046E-2,9.8548457997068961E-2,0.11405633595513494,0.13147114070747906,0.15086034198031292,0.17224271982836128,0.19557638511181988,0.22074887827941345,0.24757114517908602,0.27577710042806636,0.30503000437375227,0.33493599888374354,0.36506400111625636,0.39496999562624774,0.4242228995719336,0.45242885482091394,0.47925112172058654,0.50442361488817999,0.5277572801716387,0.54913965801968712,0.56852885929252095,0.58594366404486498,0.60145154200293105,0.6151561791088539,0.62718570993044842,0.63768242438007128,0.64679432695333161,0.65466862382999147,0.66144700952669722,0.66726251022265182,0.6722375950350935,0.67648326723242003]
[null,"ꟷ","Current policy",{"$f":"IF(COUNTIF(HistVREShare_Country,SelectedCountry)>0,INDEX(HistVREShare_Data,MATCH(SelectedCountry,HistVREShare_Country,0),MATCH(D$37,HistVREShare_Year,0)),INDEX(HistVREShare_Data,MATCH(\"Other\",HistVREShare_Country,0),MATCH(D$37,HistVREShare_Year,0)))","v":1.5795284763474367E-3},1.9774248983609856E-3,2.8037459774850927E-3,2.9960669838498969E-3,3.6778461360436636E-3,4.4510430939024622E-3,6.5410358008435535E-3,8.3898504017770933E-3,1.3306070946677167E-2,1.842346284085903E-2,2.2756485851087749E-2,2.9369013101405595E-2,3.5605509304396932E-2,4.3289028469968377E-2,4.8527920520646979E-2,5.3205596027784657E-2,{"$f":"IF($S$39>Threshold,INDEX(y_fact,MATCH(INDEX(x_adj,MATCH($S39,y_fact,1))+(T$37-$S$37),x_adj,0)),INDEX(y_fact,MATCH(INDEX(x_adj,MATCH(Threshold,y_fact,1))+(T$37-$S$37),x_adj,0)))","v":5.5990518115987473E-2},6.1531911110825593E-2,6.7552250797007482E-2,7.4078925602267587E-2,8.1138096079342317E-2,8.8754041834683162E-2,9.6948429680933201E-2,0.10573951283587908,0.11514127711645697,0.12516255689112435,0.13580615068287044,0.14706797321864104,0.15893628670424104,0.17139105835588853,0.18440349288609437,0.1979357869305563,0.21194114671616004,0.22636410034269802,0.24114112207194702,0.25620156870625299,0.27146890874376689,0.28686220520653705,0.30229779479346292,0.31769109125623302,0.33295843129374691,0.34801887792805292,0.36279589965730186,0.37721885328383992,0.3912242130694436,0.40475650711390554,0.41776894164411144,0.43022371329575887,0.44209202678135884,0.45335384931712946,0.46399744310887558,"ShareVRE_Data"]
[null,"ꟷ","No policy",{"$f":"D$39","v":1.5795284763474367E-3},1.9774248983609856E-3,2.8037459774850927E-3,2.9960669838498969E-3,3.6778461360436636E-3,4.4510430939024622E-3,6.5410358008435535E-3,8.3898504017770933E-3,1.3306070946677167E-2,1.842346284085903E-2,2.2756485851087749E-2,2.9369013101405595E-2,3.5605509304396932E-2,4.3289028469968377E-2,4.8527920520646979E-2,5.3205596027784657E-2,{"$f":"IF($S$40>Threshold,INDEX(y_0,MATCH(INDEX(x_adj,MATCH($S40,y_0,1))+(T$37-$S$37),x_adj,0)),INDEX(y_0,MATCH(INDEX(x_adj,MATCH(Threshold,y_0,1))+(T$37-$S$37),x_adj,0)))","v":5.3763976670195023E-2},5.6344774588919594E-2,5.9019763330736941E-2,6.178954267838075E-2,6.4654432277276963E-2,6.7614449980034685E-2,7.0669291040506788E-2,7.381830849786912E-2,7.7060495107963353E-2,8.039446719016495E-2,8.3818450762208521E-2,8.7330270331744647E-2,9.0927340701064466E-2,9.4606662119748622E-2,9.8364819088557862E-2,0.10219798307655711,0.10610191936246544,0.11007199815112803,0.11410321004777833,0.11819018589774274,0.1223272209191493,0.12650830297306667,0.1307271447316081,0.13497721942236154,0.13925179974959934,0.14354399952160438,0.14784681745151632,0.15215318254848367,0.15645600047839558,0.16074820025040062,0.16502278057763842,0.16927285526839189,0.17349169702693332,0.17767277908085069,0.18180981410225727,"Results_All3_data"]

{"sheet":"Default Country Results","index":4,"n_rows":178,"n_cols":115,"rows_kept":178,"cut":false,"hidden":false,"merged":[]}
[]
[null,"Default Country Results",null,null,null,null,{"$f":"SelectedDefaultCountry","v":"United States of America"}]
[]
[null,null,"Select a default country","United States of America"]
[]
[]
[]
[]
[]
[]
[null,null,"Input Overview"]
[null,null,null,"Policies affecting the ceiling of VRE share",null,null,null,null,null,null,null,null,null,null,null,null,null,null,null,null,null,null,null,null,null,null,null,null,null,"Policies afecting the pace of growth of VRE share",null,null,null,null,null,null,null,null,null,null,null,null,null,null,null,null,null,null,null,null,"Barriers to the pace of growth",null,null,null,null,null,null,null,null,"Optional barrier"]
[]
[]
[]
[]
[]
[null,"Time series"]
[]
[null,null,null,null,"Overall","Optional",null,null,2000,2001,2002,2003,2004,2005,2006,2007,2008,2009,2010,2011,2012,2013,2014,2015,2016,2017,2018,2019,2020,2021,2022,2023,2024,2025,2026,2027,2028,2029,2030,2031,2032,2033,2034,2035,2036,2037,2038,2039,2040,2041,2042,2043,2044,2045,2046,2047,2048,2049,2050,"YearEVs"]
[null,null,"Country","Ceiling factor","Growth factor","Barrier factor","Incentive factor",null,"VRE share",null,null,null,null,null,null,null,null,null,null,null,null,null,null,null,null,null,null,null,null,null,null,null,null,null,null,null,null,null,null,null,null,null,null,null,null,null,null,null,null,null,null,null,null,null,null,null,null,null,null,null,null,null,null,null,null,null,null,null,"Sort values","Incentive factor","Country","Total Countries (including repeated)",{"$f":"SUM(IF((LEN(Default_CountryScenario)>0)*(Default_CountryScenario<>0),1))","v":19}]
[null,null,null,"%","%","%","%",null,"%","%","%","%","%","%","%","%","%","%","%","%","%","%","%","%","%","%","%","%","%","%","%","%","%","%","%","%","%","%","%","%","%","%","%","%","%","%","%","%","%","%","%","%","%","%","%","%","%","%","%",null,null,null,null,null,null,null,null,null,"All countries"]
[null,null,{"$f":"Default_CountryAll","v":"Argentina"},0.32080000000000003,0.32024999999999998,4.3500000000000004E-2,0.27675,"Factors_1stRow",3.9365650657968731E-4,5.4374965322088445E-4,8.6438610824955892E-4,8.4754971205041837E-4,7.1881395697099789E-4,7.1096112464570432E-4,6.5500753258662474E-4,5.6789089047153563E-4,3.4538337554685701E-4,2.9527801245088955E-4,1.9958008350430694E-4,2.1612442591949365E-4,2.7796825115942989E-3,3.4225398697133981E-3,4.5967193178034198E-3,4.2357388742868575E-3,1.0313733405493533E-2,1.1250779670276096E-2,1.2270461444435509E-2,1.3379594412738904E-2,1.4585467802110841E-2,1.5895860403253491E-2,1.731905358494366E-2,1.886384041058807E-2,2.0539529832941487E-2,2.2355944802604104E-2,2.4323412982510537E-2,2.6452748619031668E-2,2.8755223987165009E-2,3.1242528711184703E-2,3.3926715173842312E-2,3.6820128179867406E-2,3.9935317048575961E-2,4.3284928393489838E-2,4.6881578023371798E-2,5.073770068930257E-2,5.486537682642819E-2,5.9276136014886578E-2,6.3980737626121609E-2,6.8988930035366158E-2,7.4309190865597813E-2,7.9948451966513706E-2,8.5911814191325181E-2,9.2202258462627071E-2,9.8820361043863089E-2,0.10576402226232698,0.11302821905297734,0.12060479248742548,0.12848228179394269,0.1366458161454836,0.14507707459943947,"Default_1stRow",null,null,null,null,null,null,null,null,1,{"$f":"LARGE(IF(ISNUMBER(OutputIncentiveDefault),OutputIncentiveDefault,\"\"),BQ23)","v":0.7949750000000001},{"$f":"INDEX($C$23:$C$41,MATCH(BR23,OutputIncentiveDefault,0))","v":"France"}]
[null,null,"Australia",0.38500000000000001,0.37800000000000006,5.5000000000000005E-3,0.37250000000000005,null,4.574391034193573E-4,1.1325886785722248E-3,1.820756625531054E-3,3.4544350049413833E-3,3.3915684032022717E-3,4.2216451278098682E-3,7.7515715838729496E-3,1.1194383053679535E-2,1.3247049240351664E-2,1.6058364739313571E-2,2.1538790407499189E-2,2.9459979193594148E-2,3.7050471551456111E-2,4.5873951939663815E-2,5.7643806382772333E-2,6.5610688693396355E-2,6.7011612056135844E-2,7.2939542858596523E-2,7.9284430722284041E-2,8.6056604590863853E-2,9.3263260035458304E-2,0.1009079126168923,0.10898986434255177,0.11750370608409046,0.12643888155203997,0.13577934001201003,0.14550330496246167,0.15558318412438618,0.16598564208983771,0.17667185079414671,0.18759792480264234,0.19871553867841721,0.20997271310679447,0.22131474586713493,0.23268525413286503,0.24402728689320546,0.25528446132158272,0.26640207519735759,0.27732814920585325,0.28801435791016222,0.29841681587561375,0.30849669503753829,0.31822065998798993,0.32756111844795999,0.33649629391590952,0.3450101356574482,0.35309208738310766,0.36073673996454164,0.36794339540913612,0.37471556927771593,0.38106045714140346,null,null,null,null,null,null,null,null,null,{"$f":"IF(BQ23<$BU$21,BQ23+1,\"\")","v":2},0.65600000000000003,"India"]
[null,null,"Brazil",0.59750000000000003,0.54449999999999998,3.15E-2,0.51300000000000001,null,5.732137227365223E-6,1.0654230642784955E-4,1.764683759991437E-4,1.6742649016437988E-4,1.5743845059916945E-4,2.3075033558046115E-4,5.6517788795169518E-4,1.4489595571799878E-3,1.8075138154953819E-3,2.6559627221258001E-3,4.2210782460324388E-3,5.0869099983639147E-3,9.1382205622629487E-3,1.1528709709050667E-2,2.0700887664627673E-2,3.7281742347658048E-2,4.084030501684055E-2,4.5454052904853333E-2,5.0536142769324811E-2,5.6121834344883645E-2,6.2246230644753583E-2,6.8943540240778409E-2,7.6246196691170443E-2,8.4183836146715388E-2,9.2782143208754969E-2,0.10206158646136747,0.11203607845349811,0.12271160957270323,0.13408492008426692,0.14614228799796769,0.15885852037597364,0.17219624002332679,0.1861055561392696,0.20052419490710516,0.21537814357371041,0.23058283005735292,0.2460448217863711,0.26166398601220314,0.27733601398779684,0.29295517821362888,0.30841716994264706,0.32362185642628954,0.33847580509289477,0.35289444386073032,0.36680375997667314,0.38014147962402628,0.39285771200203223,0.404915079915733,0.41628839042729671,0.42696392154650187,0.43693841353863244,null,null,null,null,null,null,null,null,null,3,0.63718750000000013,"Germany"]
[null,null,"Canada",0.57999999999999996,0.38325000000000004,4.0000000000000001E-3,0.37925000000000003,null,4.6235444091440497E-4,6.0361490725355216E-4,7.1528616436943363E-4,1.4401009597280602E-3,1.6120293732756537E-3,2.5529404749049496E-3,4.0820134441292826E-3,4.8241867833505913E-3,6.0494909439611109E-3,1.106798695453271E-2,1.4859768075743608E-2,1.6977100874812225E-2,1.9231406301515513E-2,2.9518157261311982E-2,3.7272732769410302E-2,4.3921351426197727E-2,4.5357434287188872E-2,4.9726248705154304E-2,5.4468766527577969E-2,5.9607686499421518E-2,6.5165281622039495E-2,7.1162986899854119E-2,7.7620926538692736E-2,8.4557382933647451E-2,9.1988213090212725E-2,9.9926222043235716E-2,0.10838050726485453,0.11735579278816174,0.12685177652305091,0.13686251861213139,0.14737590219222491,0.15837320006476308,0.16982878101167731,0.18170998736765626,0.19397721067026261,0.20658418468035436,0.21947850501263627,0.23260237258006408,0.24589354488693232,0.25928646599917921,0.27271353400082077,0.28610645511306759,0.29939762741993586,0.31252149498736359,0.32541581531964558,0.33802278932973734,0.35029001263234366,0.36217121898832255,0.37362679993523684,0.38462409780777501,0.39513748138786853,null,null,null,null,null,null,null,null,null,4,0.62987500000000007,"China"]
[null,null,"China",0.4133,0.64837500000000003,1.8499999999999999E-2,0.62987500000000007,null,4.6985479495300714E-4,5.2668930530355869E-4,5.567767162143536E-4,5.7725872757103866E-4,6.3898285547278827E-4,8.4464255862707195E-4,1.38278562740365E-3,1.7746412780829974E-3,4.31243213154187E-3,7.3158960243183083E-3,1.0798379111427512E-2,1.5503327303399612E-2,2.0530090684915459E-2,2.8818554061782003E-2,3.2706554919079485E-2,3.9456920811504329E-2,4.3540361592440777E-2,4.8938612093243829E-2,5.4919005402764225E-2,6.1522233054269605E-2,6.8786333651074616E-2,7.674511516839333E-2,8.5426368878491546E-2,9.4849923994025823E-2,0.10502562102004978,0.11595131244240643,0.12761102814419059,0.1399734650269791,0.15299097021907659,0.16659917969235744,0.18071744525703259,0.19525013175143441,0.21008879568825842,0.22511517384793958,0.24020482615206035,0.25523120431174151,0.27006986824856555,0.28460255474296736,0.29872082030764258,0.31232902978092342,0.32534653497302085,0.33770897185580939,0.34936868755759354,0.36029437897995015,0.37047007600597409,0.37989363112150837,0.38857488483160663,0.39653366634892534,0.40379776694573033,0.41040099459723578,0.41638138790675611,null,null,null,null,null,null,null,null,null,5,0.59184000000000003,"Italy"]
[null,null,"France",0.80499999999999994,0.8019750000000001,7.000000000000001E-3,0.7949750000000001,null,9.9031361176716797E-5,2.5124384039964273E-4,4.9130285569784873E-4,7.0525001647364302E-4,1.0602943503718943E-3,1.7034015510932932E-3,3.8529690164392175E-3,7.2467750255711177E-3,1.0079107640511828E-2,1.5228875726271976E-2,1.8716407016748218E-2,2.5236153602983331E-2,3.3829211539355121E-2,3.6518696313489654E-2,4.1482420745150503E-2,5.0429279440221027E-2,5.6412844674099002E-2,6.4520250467197754E-2,7.3641109599528312E-2,8.3857383417027059E-2,9.5244793447250245E-2,0.10786859594076754,0.12177875117405453,0.13700468283170633,0.15354994012109383,0.17138719408703859,0.19045409809441888,0.21065059335154537,0.23183821601282859,0.25384184272035115,0.27645409279693822,0.29944230737658661,0.32255769262341327,0.34554590720306172,0.36815815727964873,0.39016178398717127,0.41134940664845454,0.43154590190558101,0.45061280591296127,0.46845005987890603,0.48499531716829353,0.50022124882594532,0.5141314040592323,0.52675520655274966,0.5381426165829728,0.54835889040047159,0.5574797495328021,0.56558715532590098,0.5727657824118636,0.57910020580544774,0.5846727612532534,null,null,null,null,null,null,null,null,null,6,0.57519600000000004,"United Kingdom"]
[null,null,"Germany",0.90250000000000008,0.64968750000000008,1.2500000000000001E-2,0.63718750000000013,null,1.644554640555081E-2,1.8168507233375611E-2,2.7569189317368726E-2,3.1520718087882267E-2,4.2653881084265391E-2,4.6299123091912961E-2,5.2044151394271189E-2,6.7524851537804798E-2,7.092594344083987E-2,7.666712997020167E-2,7.9035020101087969E-2,0.11277806688756117,0.12353339169304077,0.1306875004937238,0.15019664339532238,0.18399075147394484,0.19807813616039696,0.21665468745144748,0.23608492781169871,0.25625279917657068,0.27702032693852874,0.29823078325482738,0.31971304969849201,0.34128695030150802,0.36276921674517265,0.38397967306147129,0.4047472008234293,0.42491507218830138,0.44434531254855253,0.4629218638396031,0.48055244550899223,0.49716913356173931,0.51272778269957009,0.52720649170541856,0.54060335376686719,0.55293374315252775,0.5642273735143909,0.57452532915747945,0.58387722718787549,0.5923386226830839,0.5999687262403135,0.60682846675748225,0.61297890361333074,0.61847997169760482,0.62338952926356606,0.62776267111681916,0.63165126684058981,0.63510368426660824,0.63816466108677494,0.64087529144427868,0.64327309885395778,null,null,null,null,null,null,null,null,null,7,0.56759999999999999,"Mexico"]
[null,null,"India",0.45689999999999997,0.69300000000000006,3.6999999999999998E-2,0.65600000000000003,null,2.9595146817205206E-3,3.8135168173881405E-3,4.4062099714661049E-3,5.5205834947920909E-3,6.5687998818697909E-3,8.6829426428339865E-3,1.2621093224982682E-2,1.4394752563249487E-2,1.6422511678256674E-2,2.0570641273827586E-2,2.0164765616473707E-2,2.3674850715307914E-2,2.8815791462771561E-2,3.1300864849263851E-2,3.3374542195299096E-2,3.7982327702382773E-2,3.8136360205149988E-2,4.3067772975770975E-2,4.8567211448467262E-2,5.4681555253815045E-2,6.1456707178911586E-2,6.8936131123095393E-2,7.7159109203529502E-2,8.6158738540712515E-2,9.59597171470708E-2,0.10657600296162689,0.11800846793712391,0.13024270597814611,0.14324718356463637,0.15697193805451162,0.1713480238904527,0.1862878757711797,0.20168669824672023,0.21742490612531767,0.23337153820166034,0.24938846179833962,0.26533509387468224,0.28107330175327977,0.29647212422882024,0.31141197610954729,0.32578806194548837,0.33951281643536357,0.35251729402185389,0.36475153206287608,0.37618399703837307,0.38680028285292917,0.39660126145928748,0.40560089079647044,0.41382386887690453,0.42130329282108836,0.42807844474618489,null,null,null,null,null,null,null,null,null,8,0.51300000000000001,"Brazil"]
[null,null,"Indonesia",0.18480000000000002,0.42000000000000004,3.4499999999999996E-2,0.38550000000000006,null,0,0,0,0,0,0,0,0,0,2.551443479148328E-5,2.9454213425230478E-5,3.2712344003009537E-5,3.9994000899865018E-5,2.3146004999537082E-5,3.071846091734101E-5,3.8464168490153175E-5,1.0870733367799021E-2,1.1997059261022125E-2,1.3235830171621738E-2,1.4597352879695628E-2,1.6092681731860268E-2,1.7733629779630496E-2,1.9532769182864961E-2,2.1503418128069537E-2,2.3659611157598591E-2,2.6016049472436256E-2,2.8588027485319863E-2,3.1391331697515117E-2,3.4442107895159203E-2,3.7756692761830427E-2,4.1351406342374469E-2,4.5242302433436465E-2,4.9444874983640356E-2,5.3973720020015964E-2,5.884215452128503E-2,6.4061796050946654E-2,6.9642109822371956E-2,7.5589933119896743E-2,8.1908990504339446E-2,8.8599416774903642E-2,9.5657307953827583E-2,0.10307432325237634,0.11083736267239566,0.11892834519906768,0.12732411109870459,0.13599646841032953,0.14491239824102906,0.15403442609152129,0.16332115754437238,0.1727279668742901,0.18220781730802285,null,null,null,null,null,null,null,null,null,9,0.50698100000000001,"Japan"]
[null,null,"Italy",0.7631,0.60984000000000005,1.7999999999999999E-2,0.59184000000000003,null,2.1523221741047119E-3,4.4061288590406559E-3,5.1345430436850522E-3,5.176786200825771E-3,6.3426162277661884E-3,8.0009432691011996E-3,9.7695415205514627E-3,1.3211256821381991E-2,1.6119823811027438E-2,2.5036849497979779E-2,3.6924353940951823E-2,6.869162608765067E-2,0.10854092526690391,0.12672754238318357,0.13477829394928734,0.13420134819329313,0.14104560820604795,0.15506078922399041,0.16995871124951198,0.18569756262575829,0.20221679870814124,0.21943693606199152,0.23726020702003969,0.25557214554892743,0.274244102521843,0.29313660541547154,0.3121033945845284,0.330995897478157,0.34966785445107257,0.36797979297996025,0.38580306393800851,0.40302320129185876,0.41954243737424174,0.43528128875048805,0.45017921077600959,0.46419439179395205,0.47730281318749462,0.48949673564366414,0.50078278512744723,0.51117980715428235,0.52071663960680314,0.52942992772000419,0.53736207473643782,0.54455939194978686,0.55107048508057555,0.55694489168721195,0.56223196717806112,0.56698000482609689,0.5712355674274231,0.57504300409971065,0.57844412434211501,null,null,null,null,null,null,null,null,null,10,0.50598399999999999,"South Korea"]
[null,null,"Japan",0.28739999999999999,0.51398100000000002,7.000000000000001E-3,0.50698100000000001,null,4.3953841849350808E-4,7.6694781679365834E-4,9.9840613613994293E-4,1.6017166141004326E-3,2.2395287461691661E-3,2.8770359724762653E-3,3.5144650790709447E-3,4.0458399131900026E-3,4.7326746690667127E-3,5.9457091324954343E-3,6.6975440851003067E-3,9.0011691304166877E-3,1.0954749832583948E-2,1.6920469019255265E-2,2.6848868008871783E-2,3.8725843696537754E-2,3.9384136671681759E-2,4.3704033962615088E-2,4.8436655929771831E-2,5.3607763225321771E-2,5.9241707354095854E-2,6.5360656236578371E-2,7.1983723040787928E-2,7.9126014975991518E-2,8.6797628659788809E-2,9.500262948731153E-2,0.10373806328614656,0.11299305823973561,0.12274808214238259,0.13297442292172434,0.14363395754266611,0.1546792647981427,0.16605412071128486,0.1776943919042539,0.18952931401528064,0.20148311178337341,0.21347688821662658,0.22543068598471935,0.23726560809574609,0.24890587928871516,0.26028073520185729,0.27132604245733388,0.28198557707827565,0.29221191785761741,0.3019669417602644,0.31122193671385345,0.31995737051268847,0.3281623713402112,0.33583398502400852,0.34297627695921207,0.34959934376342167,null,null,null,null,null,null,null,null,null,11,0.48027500000000001,"South Africa"]
[null,null,"South Korea",0.31009999999999999,0.515984,1.0000000000000002E-2,0.50598399999999999,null,7.6249627416593311E-5,6.1461423252473827E-5,6.67062861578392E-5,9.6156367736916173E-5,1.5547772577002389E-4,3.7383273949787818E-4,6.7119099112536353E-4,1.047181883283831E-3,1.6241079795285807E-3,2.7696844640848748E-3,3.1989982243445978E-3,3.4227280681007515E-3,3.8046088504242515E-3,5.119996430503578E-3,6.7837161501174284E-3,9.684052549235312E-3,1.0855283199545257E-2,1.2146646548141163E-2,1.3586581208659094E-2,1.5190918687810182E-2,1.6976864700458314E-2,1.8963039849696744E-2,2.1169499247073911E-2,2.3617724248989863E-2,2.6330578371000456E-2,2.9332218352154858E-2,3.2647950369059202E-2,3.6304020671121415E-2,4.0327329589792828E-2,4.4745058170060401E-2,4.9584197820777123E-2,5.4870975641965969E-2,6.0630171720072915E-2,6.6884329905074411E-2,7.3652870524603273E-2,8.0951122123740171E-2,8.8789299393955495E-2,9.7171465429473469E-2,0.10609452744799548,0.11554732492350785,0.12550987621872539,0.13595285266546253,0.14683734612069343,0.15811498622416431,0.16972844651729505,0.18161235485112806,0.19369459482450449,0.20589795410593431,0.21814204589406569,0.23034540517549545,0.24242764514887191,null,null,null,null,null,null,null,null,null,12,0.41272500000000006,"United States of America"]
[null,null,"Mexico",0.54820000000000002,0.60209999999999997,3.4499999999999996E-2,0.56759999999999999,null,1.2641303026619666E-4,1.2150214030693309E-4,1.3289280133442702E-4,1.1430168023469945E-4,1.2206260548945E-4,1.1165698972755694E-4,2.6764726417948659E-4,1.0215929310292832E-3,1.0693797226296344E-3,2.326762625394952E-3,4.609181344066314E-3,5.578842018688625E-3,1.2228703112997513E-2,1.4431970295231496E-2,2.2046726988086077E-2,2.8936112693462582E-2,3.0948361204893828E-2,3.4715413397618675E-2,3.8904463290674637E-2,4.355356473225018E-2,4.8701910627978309E-2,5.438925089810627E-2,6.0655143905137397E-2,6.7538026962660563E-2,7.5074098325902811E-2,8.3296013130717397E-2,9.2231409386303129E-2,0.10190129727614236,0.11231836508763328,0.12348527678780281,0.13539305751482664,0.14801968122317929,0.16132898600858228,0.17527004372539728,0.18977709838484305,0.20477016076055263,0.22015630492227564,0.23583165887650084,0.25168402146860608,0.26759597853139389,0.28344834112349915,0.29912369507772435,0.31450983923944731,0.32950290161515688,0.34400995627460268,0.35795101399141771,0.3712603187768207,0.38388694248517335,0.39579472321219711,0.40696163491236675,0.41737870272385763,null,null,null,null,null,null,null,null,null,13,0.38550000000000006,"Indonesia"]
[null,null,"Russian Federation",0.38500000000000001,0.38850000000000007,3.2500000000000001E-2,0.35600000000000009,null,2.281885933085977E-6,3.3733146076891334E-6,6.7467885286603573E-6,9.8432947476179232E-6,7.5276506739935799E-6,7.359442532741634E-6,5.030864352804455E-6,6.9074471160914901E-6,4.8149564101996183E-6,4.0402203940224938E-6,3.8605715962305376E-6,4.7483335723327901E-6,4.6758993858673746E-6,4.7277344979949678E-6,2.4097905270757851E-4,4.532559826505246E-4,1.0082786213493644E-2,1.1098886446859977E-2,1.2214567401654766E-2,1.343899571583242E-2,1.478205786052234E-2,1.6254390422005195E-2,1.7867405592644547E-2,1.9633310157950414E-2,2.1565115969202884E-2,2.3676639573630684E-2,2.5982488345413984E-2,2.849803013328632E-2,3.1239343131800386E-2,3.4223142416879876E-2,3.7466679392273536E-2,4.0987610309294424E-2,4.4803830092255893E-2,4.8933267977163332E-2,5.3393642006874985E-2,5.8202170278777214E-2,6.3375238064059397E-2,6.8928021553479421E-2,7.4874071056469316E-2,8.1224858982449591E-2,8.7989300818624494E-2,9.5173260489381323E-2,0.10277905478117613,0.11080497472263806,0.11924484464208146,0.12808764175687964,0.137317200232803,0.14691202335261691,0.15684522547823629,0.16708462171607993,0.17759297759514409,null,null,null,null,null,null,null,null,null,14,0.38146800000000003,"Turkey"]
[null,null,"Saudi Arabia",0.23980000000000001,0.36720000000000003,2.5500000000000002E-2,0.3417,null,0,0,0,0,0,0,0,0,0,0,0,0,3.6808009422850412E-6,3.5209160015069521E-6,3.207122377375676E-6,2.9555893149535085E-6,1.0277872843552926E-2,1.1291232917795392E-2,1.2401293558772449E-2,1.3616622692642036E-2,1.4946412675624883E-2,1.6400497871700132E-2,1.7989366222167538E-2,1.9724163110653673E-2,2.1616685579340218E-2,2.3679364700636509E-2,2.5925233664351899E-2,2.836787891879473E-2,3.1021371524879056E-2,3.3900175770064461E-2,3.7019032073841843E-2,4.0392811333573357E-2,4.4036338147997379E-2,4.7964180857236027E-2,5.2190407093926382E-2,5.6728304586940795E-2,6.1590068324035976E-2,6.6786456873132991E-2,7.2326422670099505E-2,7.8216723358095722E-2,8.446152372462977E-2,9.1062000297825699E-2,9.8015963057611968E-2,0.10531751077363985,0.11295673795279718,0.12091951200786286,0.12918733880497463,0.13773733302164881,0.14654230664617435,0.15557098448984549,0.16478834992515784,null,null,null,null,null,null,null,null,null,15,0.37925000000000003,"Canada"]
[null,null,"South Africa",0.46150000000000002,0.50227500000000003,2.2000000000000002E-2,0.48027500000000001,null,0,0,0,2.594617034525704E-5,4.9806997883202587E-5,4.9575509698209087E-5,4.7837162299532391E-5,4.6065259117082534E-5,8.2185669167459169E-5,1.2154852824990378E-4,1.3247716717059942E-4,1.4254014238604493E-4,1.4514756014797204E-4,2.2117602451894215E-4,8.7625415378941845E-3,1.9749854095065172E-2,2.0971440986758353E-2,2.3350001011046596E-2,2.5983215966191388E-2,2.8894780167576042E-2,3.2109758695540169E-2,3.5654464234610481E-2,3.9556273743031556E-2,4.3843374472363618E-2,4.8544428874962325E-2,5.368814863448744E-2,5.9302769655072765E-2,6.541542258085653E-2,7.2051397504426101E-2,7.9233307121078081E-2,8.6980159753204264E-2,9.5306362302935099E-2,0.10422068296952568,0.11372521389989418,0.12381438394075316,0.13447408016585663,0.14568094249753016,0.15740189710771796,0.16959399010721529,0.18220457246480845,0.19517186996946742,0.20842594906838133,0.22189006225554928,0.23548232789753162,0.24911767210246838,0.26270993774445067,0.27617405093161868,0.28942813003053258,0.30239542753519155,0.31500600989278466,0.32719810289228202,null,null,null,null,null,null,null,null,null,16,0.37250000000000005,"Australia"]
[null,null,"Turkey",0.47230000000000005,0.42446800000000001,4.3000000000000003E-2,0.38146800000000003,null,2.6416483885944832E-4,5.051945406396415E-4,3.7094281298299844E-4,4.3391354450459166E-4,3.8487571168827723E-4,3.6429647558596163E-4,7.2036710361374711E-4,1.8532246108228317E-3,4.2687659385741211E-3,7.6740652526538404E-3,1.38062952160903E-2,2.0589119981865182E-2,2.4468049570765274E-2,3.146730847706055E-2,3.388195885903883E-2,4.5251219521512093E-2,4.5462660361126221E-2,4.9812482083289041E-2,5.4527316267308605E-2,5.9627817328533922E-2,6.5133882872274868E-2,7.1064216486314113E-2,7.743583605121121E-2,8.4263532686438852E-2,9.155928910165595E-2,9.9331670255433782E-2,0.10758520365679516,0.11631977110410441,0.12553003777475885,0.13520494791211729,0.14532731840842639,0.15587356185882006,0.16681356873067177,0.1781107738629574,0.18972242550438753,0.20160006571427178,0.21369021968956819,0.22593527924253709,0.23827455326544073,0.25064544673455924,0.26298472075746293,0.27522978031043183,0.28731993428572827,0.29919757449561252,0.31080922613704259,0.3221064312693282,0.33304643814117996,0.34359268159157363,0.35371505208788273,0.36338996222524117,0.37260022889589561,null,null,null,null,null,null,null,null,null,17,0.35600000000000009,"Russian Federation"]
[null,null,"United Kingdom",0.83000000000000007,0.57969599999999999,4.4999999999999997E-3,0.57519600000000004,null,2.532220367278798E-3,2.5289773202778476E-3,3.2735734993954678E-3,3.2569336273339674E-3,4.9555558963192414E-3,7.3642097383581255E-3,1.076684543629108E-2,1.3456463708517932E-2,1.855104851492867E-2,2.4930911274261468E-2,2.7251062886459183E-2,4.4393252948684937E-2,5.8742688681205718E-2,8.5560489158267347E-2,0.10743190231998974,0.14237101595847523,0.14934293390319986,0.16388111441385506,0.1793087792774678,0.19558199671343124,0.21263837341464656,0.2303969385180738,0.24875885664323757,0.26760903103378497,0.2868185893895927,0.30624816783678271,0.32575183216321729,0.3451814106104073,0.36439096896621503,0.38324114335676246,0.4016030614819262,0.41936162658535348,0.43641800328656877,0.45269122072253226,0.46811888558614495,0.48265706609680015,0.49627946082384333,0.50897600009750821,0.52075104225690716,0.53162132458149047,0.54161381343206461,0.55076357450016822,0.55911175652095368,0.56670375397152062,0.57358758876463611,0.57981252933665062,0.58542794850757451,0.590482409076315,0.59502295787626791,0.59909460428557049,0.60273995720741658,null,null,null,null,null,null,null,null,null,18,0.3417,"Saudi Arabia"]
[null,null,"United States of America",0.72289999999999999,0.42272500000000007,1.0000000000000002E-2,0.41272500000000006,null,1.5795284763474367E-3,1.9774248983609856E-3,2.8037459774850927E-3,2.9960669838498969E-3,3.6778461360436636E-3,4.4510430939024622E-3,6.5410358008435535E-3,8.3898504017770933E-3,1.3306070946677167E-2,1.842346284085903E-2,2.2756485851087749E-2,2.9369013101405595E-2,3.5605509304396932E-2,4.3289028469968377E-2,4.8527920520646979E-2,5.3205596027784657E-2,5.5990518115987473E-2,6.1531911110825593E-2,6.7552250797007482E-2,7.4078925602267587E-2,8.1138096079342317E-2,8.8754041834683162E-2,9.6948429680933201E-2,0.10573951283587908,0.11514127711645697,0.12516255689112435,0.13580615068287044,0.14706797321864104,0.15893628670424104,0.17139105835588853,0.18440349288609437,0.1979357869305563,0.21194114671616004,0.22636410034269802,0.24114112207194702,0.25620156870625299,0.27146890874376689,0.28686220520653705,0.30229779479346292,0.31769109125623302,0.33295843129374691,0.34801887792805292,0.36279589965730186,0.37721885328383992,0.3912242130694436,0.40475650711390554,0.41776894164411144,0.43022371329575887,0.44209202678135884,0.45335384931712946,0.46399744310887558,null,null,null,null,null,null,null,null,null,19,0.27675,"Argentina"]
[null,null,null,"OutputCeilingDefault","OutputGrowthDefault","OutputBarrierDefault","OutputIncentiveDefault",null,null,null,null,null,null,null,null,null,null,null,null,null,null,null,null,null,null,null,null,null,null,null,null,null,null,null,null,null,null,null,null,null,null,null,null,null,null,null,null,null,null,null,null,null,null,null,null,null,null,null,null,null,null,null,null,null,null,null,null,null,null,null,null,null,null,null,null,null,null,{"$f":"_xlfn.IFNA(MAX(CJ46:CJ65),\"\")","v":100}]
[null,null,"Projection: this study",{"$f":"SelectedDefaultCountry","v":"United States of America"},null,null,{"$f":"INDEX(OutputIncentiveDefault,MATCH($D$43,$C$23:$C$41,0))","v":0.41272500000000006},null,{"$f":"INDEX(I23:I41,MATCH($D$43,$C$23:$C$41,0))","v":1.5795284763474367E-3},{"$f":"INDEX(J23:J41,MATCH($D$43,$C$23:$C$41,0))","v":1.9774248983609856E-3},2.8037459774850927E-3,2.9960669838498969E-3,3.6778461360436636E-3,4.4510430939024622E-3,6.5410358008435535E-3,8.3898504017770933E-3,1.3306070946677167E-2,1.842346284085903E-2,2.2756485851087749E-2,2.9369013101405595E-2,3.5605509304396932E-2,4.3289028469968377E-2,4.8527920520646979E-2,5.3205596027784657E-2,5.5990518115987473E-2,6.1531911110825593E-2,6.7552250797007482E-2,7.4078925602267587E-2,8.1138096079342317E-2,8.8754041834683162E-2,9.6948429680933201E-2,0.10573951283587908,0.11514127711645697,0.12516255689112435,0.13580615068287044,0.14706797321864104,0.15893628670424104,0.17139105835588853,0.18440349288609437,0.1979357869305563,0.21194114671616004,0.22636410034269802,0.24114112207194702,0.25620156870625299,0.27146890874376689,0.28686220520653705,0.30229779479346292,0.31769109125623302,0.33295843129374691,0.34801887792805292,0.36279589965730186,0.37721885328383992,0.3912242130694436,0.40475650711390554,0.41776894164411144,0.43022371329575887,0.44209202678135884,0.45335384931712946,0.46399744310887558]
[null,null,null,null,null,null,null,null,null,null,null,null,null,null,null,null,null,null,null,null,null,null,null,null,null,null,null,null,null,null,null,null,null,null,null,null,null,null,null,null,null,null,null,null,null,null,null,null,null,null,null,null,null,null,null,null,null,null,null,null,null,null,null,null,null,null,null,null,"Sort values",null,"Country",{"$f":"G21","v":"Incentive factor"},null,"Ceiling factor",null,"Growth factor",null,"Barrier factor",null,"VRE share",null,"VRE share",null,"Long-term transition plan for the electricity system",null,"Long-term RE target ambition",null,"VRE in grid codes",null,"Support schemes for demand-side management (DSM)",null,"Storage promotion & flexible supply-side policies",null,"System integration: markets measures",null,"Mid-term RE target ambition",null,"Policies to level the playing field: shift away from coal/oil",null,"Direct support policies (RPS and feed-in schemes, tax measures)",null,"Reliability of RE policies",null,"Ensuring realization",null,"Energy efficiency policy",null,"Fossil fuel production",null,"Administrative procedures - Permit granting procedures",null,"Administrative procedures - Siting / zoning",null,"Financial & non-financial determinants and macroeconomic fundamentals"]
[null,"Projected RE share (excl. hydro) from CAT data portal",null,null,null,null,null,null,null,null,null,null,null,null,null,null,null,null,null,null,null,null,null,null,null,null,null,null,null,null,null,null,null,null,null,null,null,null,null,null,null,null,null,null,null,null,null,null,null,null,null,null,null,null,null,null,null,null,null,null,null,null,null,null,null,null,null,null,"All countries",null,null,null,null,null,null,null,null,null,null,2030,null,2050]
[null,null,null,null,null,null,null,null,null,null,null,null,null,null,null,null,null,null,null,null,null,null,null,null,null,null,null,null,null,null,null,null,null,null,null,null,null,null,null,null,null,null,null,null,null,null,null,null,null,null,null,null,null,null,null,null,null,null,null,null,null,null,null,null,null,null,null,null,{"$f":"IF(ISERROR(SUM(IF(ISNUMBER(BR46),$BR$46:BR46,\"\"))),\"\",SUM(IF(ISNUMBER(BR46),$BR$46:BR46,\"\")))","v":1},{"$f":"IF(LEN(BS46)>0,1,\"\")","v":1},{"$f":"IF(COUNTIF(BS$23:BS23,BS23)=1,BS23,\"\")","v":"France"},{"$f":"IF($BS46<>SelectedDefaultCountry,IF(ISNUMBER(INDEX(OutputIncentiveDefault,MATCH($BS46,Default_CountryAll,0))),(INDEX(OutputIncentiveDefault,MATCH($BS46,Default_CountryAll,0))),\"\"),\"\")","v":0.7949750000000001},{"$f":"IF($BS46=SelectedDefaultCountry,IF(ISNUMBER(INDEX(OutputIncentiveDefault,MATCH($BS46,Default_CountryAll,0))),(INDEX(OutputIncentiveDefault,MATCH($BS46,Default_CountryAll,0))),\"\"),\"\")","v":""},{"$f":"IF($BS46<>SelectedDefaultCountry,IF(ISNUMBER(INDEX(OutputCeilingDefault,MATCH($BS46,Default_CountryAll,0))),(INDEX(OutputCeilingDefault,MATCH($BS46,Default_CountryAll,0))),\"\"),\"\")","v":0.80499999999999994},{"$f":"IF($BS46=SelectedDefaultCountry,IF(ISNUMBER(INDEX(OutputCeilingDefault,MATCH($BS46,Default_CountryAll,0))),(INDEX(OutputCeilingDefault,MATCH($BS46,Default_CountryAll,0))),\"\"),\"\")","v":""},{"$f":"IF($BS46<>SelectedDefaultCountry,IF(ISNUMBER(INDEX(OutputGrowthDefault,MATCH($BS46,Default_CountryAll,0))),(INDEX(OutputGrowthDefault,MATCH($BS46,Default_CountryAll,0))),\"\"),\"\")","v":0.8019750000000001},{"$f":"IF($BS46=SelectedDefaultCountry,IF(ISNUMBER(INDEX(OutputGrowthDefault,MATCH($BS46,Default_CountryAll,0))),(INDEX(OutputGrowthDefault,MATCH($BS46,Default_CountryAll,0))),\"\"),\"\")","v":""},{"$f":"IF($BS46<>SelectedDefaultCountry,IF(ISNUMBER(INDEX(OutputBarrierDefault,MATCH($BS46,Default_CountryAll,0))),(INDEX(OutputBarrierDefault,MATCH($BS46,Default_CountryAll,0))),\"\"),\"\")","v":7.000000000000001E-3},{"$f":"IF($BS46=SelectedDefaultCountry,IF(ISNUMBER(INDEX(OutputBarrierDefault,MATCH($BS46,Default_CountryAll,0))),(INDEX(OutputBarrierDefault,MATCH($BS46,Default_CountryAll,0))),\"\"),\"\")","v":""},{"$f":"IF($BS46<>SelectedDefaultCountry,IF(ISNUMBER(INDEX(DefaultAll,MATCH($BS46,Default_CountryAll,0),MATCH($CB$45,YearEVs,0))),INDEX(DefaultAll,MATCH($BS46,Default_CountryAll,0),MATCH($CB$45,YearEVs,0)),\"\"),\"\")","v":0.27645409279693822},{"$f":"IF($BS46=SelectedDefaultCountry,IF(ISNUMBER(INDEX(DefaultAll,MATCH($BS46,Default_CountryAll,0),MATCH($CB$45,YearEVs,0))),INDEX(DefaultAll,MATCH($BS46,Default_CountryAll,0),MATCH($CB$45,YearEVs,0)),\"\"),\"\")","v":""},{"$f":"IF($BS46<>SelectedDefaultCountry,IF(ISNUMBER(INDEX(DefaultAll,MATCH($BS46,Default_CountryAll,0),MATCH($CD$45,YearEVs,0))),INDEX(DefaultAll,MATCH($BS46,Default_CountryAll,0),MATCH($CD$45,YearEVs,0)),\"\"),\"\")","v":0.5846727612532534},{"$f":"IF($BS46=SelectedDefaultCountry,IF(ISNUMBER(INDEX(DefaultAll,MATCH($BS46,Default_CountryAll,0),MATCH($CD$45,YearEVs,0))),INDEX(DefaultAll,MATCH($BS46,Default_CountryAll,0),MATCH($CD$45,YearEVs,0)),\"\"),\"\")","v":""},{"$f":"IF($BS46<>SelectedDefaultCountry,IF(ISNUMBER(INDEX(Default_InputData,MATCH($BS46,Default_CountryAll,0),MATCH(CF$44,Default__InputData_Head,0))),INDEX(Default_InputData,MATCH($BS46,Default_CountryAll,0),MATCH(CF$44,Default__InputData_Head,0)),\"\"),\"\")","v":50},{"$f":"IF($BS46=SelectedDefaultCountry,IF(ISNUMBER(INDEX(Default_InputData,MATCH($BS46,Default_CountryAll,0),MATCH(CF$44,Default__InputData_Head,0))),INDEX(Default_InputData,MATCH($BS46,Default_CountryAll,0),MATCH(CF$44,Default__InputData_Head,0)),\"\"),\"\")","v":""},{"$f":"IF($BS46<>SelectedDefaultCountry,IF(ISNUMBER(INDEX(Default_InputData,MATCH($BS46,Default_CountryAll,0),MATCH(CH$44,Default__InputData_Head,0))),INDEX(Default_InputData,MATCH($BS46,Default_CountryAll,0),MATCH(CH$44,Default__InputData_Head,0)),\"\"),\"\")","v":100},{"$f":"IF($BS46=SelectedDefaultCountry,IF(ISNUMBER(INDEX(Default_InputData,MATCH($BS46,Default_CountryAll,0),MATCH(CH$44,Default__InputData_Head,0))),INDEX(Default_InputData,MATCH($BS46,Default_CountryAll,0),MATCH(CH$44,Default__InputData_Head,0)),\"\"),\"\")","v":""},{"$f":"IF($BS46<>SelectedDefaultCountry,IF(ISNUMBER(INDEX(Default_InputData,MATCH($BS46,Default_CountryAll,0),MATCH(CJ$44,Default__InputData_Head,0))),INDEX(Default_InputData,MATCH($BS46,Default_CountryAll,0),MATCH(CJ$44,Default__InputData_Head,0)),\"\"),\"\")","v":100},{"$f":"IF($BS46=SelectedDefaultCountry,IF(ISNUMBER(INDEX(Default_InputData,MATCH($BS46,Default_CountryAll,0),MATCH(CJ$44,Default__InputData_Head,0))),INDEX(Default_InputData,MATCH($BS46,Default_CountryAll,0),MATCH(CJ$44,Default__InputData_Head,0)),\"\"),\"\")","v":""},{"$f":"IF($BS46<>SelectedDefaultCountry,IF(ISNUMBER(INDEX(Default_InputData,MATCH($BS46,Default_CountryAll,0),MATCH(CL$44,Default__InputData_Head,0))),INDEX(Default_InputData,MATCH($BS46,Default_CountryAll,0),MATCH(CL$44,Default__InputData_Head,0)),\"\"),\"\")","v":100},{"$f":"IF($BS46=SelectedDefaultCountry,IF(ISNUMBER(INDEX(Default_InputData,MATCH($BS46,Default_CountryAll,0),MATCH(CL$44,Default__InputData_Head,0))),INDEX(Default_InputData,MATCH($BS46,Default_CountryAll,0),MATCH(CL$44,Default__InputData_Head,0)),\"\"),\"\")","v":""},{"$f":"IF($BS46<>SelectedDefaultCountry,IF(ISNUMBER(INDEX(Default_InputData,MATCH($BS46,Default_CountryAll,0),MATCH(CN$44,Default__InputData_Head,0))),INDEX(Default_InputData,MATCH($BS46,Default_CountryAll,0),MATCH(CN$44,Default__InputData_Head,0)),\"\"),\"\")","v":0},{"$f":"IF($BS46=SelectedDefaultCountry,IF(ISNUMBER(INDEX(Default_InputData,MATCH($BS46,Default_CountryAll,0),MATCH(CN$44,Default__InputData_Head,0))),INDEX(Default_InputData,MATCH($BS46,Default_CountryAll,0),MATCH(CN$44,Default__InputData_Head,0)),\"\"),\"\")","v":""},{"$f":"IF($BS46<>SelectedDefaultCountry,IF(ISNUMBER(INDEX(Default_InputData,MATCH($BS46,Default_CountryAll,0),MATCH(CP$44,Default__InputData_Head,0))),INDEX(Default_InputData,MATCH($BS46,Default_CountryAll,0),MATCH(CP$44,Default__InputData_Head,0)),\"\"),\"\")","v":100},{"$f":"IF($BS46=SelectedDefaultCountry,IF(ISNUMBER(INDEX(Default_InputData,MATCH($BS46,Default_CountryAll,0),MATCH(CP$44,Default__InputData_Head,0))),INDEX(Default_InputData,MATCH($BS46,Default_CountryAll,0),MATCH(CP$44,Default__InputData_Head,0)),\"\"),\"\")","v":""},{"$f":"IF($BS46<>SelectedDefaultCountry,IF(ISNUMBER(INDEX(Default_InputData,MATCH($BS46,Default_CountryAll,0),MATCH(CR$44,Default__InputData_Head,0))),INDEX(Default_InputData,MATCH($BS46,Default_CountryAll,0),MATCH(CR$44,Default__InputData_Head,0)),\"\"),\"\")","v":77},{"$f":"IF($BS46=SelectedDefaultCountry,IF(ISNUMBER(INDEX(Default_InputData,MATCH($BS46,Default_CountryAll,0),MATCH(CR$44,Default__InputData_Head,0))),INDEX(Default_InputData,MATCH($BS46,Default_CountryAll,0),MATCH(CR$44,Default__InputData_Head,0)),\"\"),\"\")","v":""},{"$f":"IF($BS46<>SelectedDefaultCountry,IF(ISNUMBER(INDEX(Default_InputData,MATCH($BS46,Default_CountryAll,0),MATCH(CT$44,Default__InputData_Head,0))),INDEX(Default_InputData,MATCH($BS46,Default_CountryAll,0),MATCH(CT$44,Default__InputData_Head,0)),\"\"),\"\")","v":100},{"$f":"IF($BS46=SelectedDefaultCountry,IF(ISNUMBER(INDEX(Default_InputData,MATCH($BS46,Default_CountryAll,0),MATCH(CT$44,Default__InputData_Head,0))),INDEX(Default_InputData,MATCH($BS46,Default_CountryAll,0),MATCH(CT$44,Default__InputData_Head,0)),\"\"),\"\")","v":""},{"$f":"IF($BS46<>SelectedDefaultCountry,IF(ISNUMBER(INDEX(Default_InputData,MATCH($BS46,Default_CountryAll,0),MATCH(CV$44,Default__InputData_Head,0))),INDEX(Default_InputData,MATCH($BS46,Default_CountryAll,0),MATCH(CV$44,Default__InputData_Head,0)),\"\"),\"\")","v":100},{"$f":"IF($BS46=SelectedDefaultCountry,IF(ISNUMBER(INDEX(Default_InputData,MATCH($BS46,Default_CountryAll,0),MATCH(CV$44,Default__InputData_Head,0))),INDEX(Default_InputData,MATCH($BS46,Default_CountryAll,0),MATCH(CV$44,Default__InputData_Head,0)),\"\"),\"\")","v":""},{"$f":"IF($BS46<>SelectedDefaultCountry,IF(ISNUMBER(INDEX(Default_InputData,MATCH($BS46,Default_CountryAll,0),MATCH(CX$44,Default__InputData_Head,0))),INDEX(Default_InputData,MATCH($BS46,Default_CountryAll,0),MATCH(CX$44,Default__InputData_Head,0)),\"\"),\"\")","v":71},{"$f":"IF($BS46=SelectedDefaultCountry,IF(ISNUMBER(INDEX(Default_InputData,MATCH($BS46,Default_CountryAll,0),MATCH(CX$44,Default__InputData_Head,0))),INDEX(Default_InputData,MATCH($BS46,Default_CountryAll,0),MATCH(CX$44,Default__InputData_Head,0)),\"\"),\"\")","v":""},{"$f":"IF($BS46<>SelectedDefaultCountry,IF(ISNUMBER(INDEX(Default_InputData,MATCH($BS46,Default_CountryAll,0),MATCH(CZ$44,Default__InputData_Head,0))),INDEX(Default_InputData,MATCH($BS46,Default_CountryAll,0),MATCH(CZ$44,Default__InputData_Head,0)),\"\"),\"\")","v":100},{"$f":"IF($BS46=SelectedDefaultCountry,IF(ISNUMBER(INDEX(Default_InputData,MATCH($BS46,Default_CountryAll,0),MATCH(CZ$44,Default__InputData_Head,0))),INDEX(Default_InputData,MATCH($BS46,Default_CountryAll,0),MATCH(CZ$44,Default__InputData_Head,0)),\"\"),\"\")","v":""},{"$f":"IF($BS46<>SelectedDefaultCountry,IF(ISNUMBER(INDEX(Default_InputData,MATCH($BS46,Default_CountryAll,0),MATCH(DB$44,Default__InputData_Head,0))),INDEX(Default_InputData,MATCH($BS46,Default_CountryAll,0),MATCH(DB$44,Default__InputData_Head,0)),\"\"),\"\")","v":74},{"$f":"IF($BS46=SelectedDefaultCountry,IF(ISNUMBER(INDEX(Default_InputData,MATCH($BS46,Default_CountryAll,0),MATCH(DB$44,Default__InputData_Head,0))),INDEX(Default_InputData,MATCH($BS46,Default_CountryAll,0),MATCH(DB$44,Default__InputData_Head,0)),\"\"),\"\")","v":""},{"$f":"IF($BS46<>SelectedDefaultCountry,IF(ISNUMBER(INDEX(Default_InputData,MATCH($BS46,Default_CountryAll,0),MATCH(DD$44,Default__InputData_Head,0))),INDEX(Default_InputData,MATCH($BS46,Default_CountryAll,0),MATCH(DD$44,Default__InputData_Head,0)),\"\"),\"\")","v":0},{"$f":"IF($BS46=SelectedDefaultCountry,IF(ISNUMBER(INDEX(Default_InputData,MATCH($BS46,Default_CountryAll,0),MATCH(DD$44,Default__InputData_Head,0))),INDEX(Default_InputData,MATCH($BS46,Default_CountryAll,0),MATCH(DD$44,Default__InputData_Head,0)),\"\"),\"\")","v":""},{"$f":"IF($BS46<>SelectedDefaultCountry,IF(ISNUMBER(INDEX(Default_InputData,MATCH($BS46,Default_CountryAll,0),MATCH(DF$44,Default__InputData_Head,0))),INDEX(Default_InputData,MATCH($BS46,Default_CountryAll,0),MATCH(DF$44,Default__InputData_Head,0)),\"\"),\"\")","v":100},{"$f":"IF($BS46=SelectedDefaultCountry,IF(ISNUMBER(INDEX(Default_InputData,MATCH($BS46,Default_CountryAll,0),MATCH(DF$44,Default__InputData_Head,0))),INDEX(Default_InputData,MATCH($BS46,Default_CountryAll,0),MATCH(DF$44,Default__InputData_Head,0)),\"\"),\"\")","v":""},{"$f":"IF($BS46<>SelectedDefaultCountry,IF(ISNUMBER(INDEX(Default_InputData,MATCH($BS46,Default_CountryAll,0),MATCH(DH$44,Default__InputData_Head,0))),INDEX(Default_InputData,MATCH($BS46,Default_CountryAll,0),MATCH(DH$44,Default__InputData_Head,0)),\"\"),\"\")","v":50},{"$f":"IF($BS46=SelectedDefaultCountry,IF(ISNUMBER(INDEX(Default_InputData,MATCH($BS46,Default_CountryAll,0),MATCH(DH$44,Default__InputData_Head,0))),INDEX(Default_InputData,MATCH($BS46,Default_CountryAll,0),MATCH(DH$44,Default__InputData_Head,0)),\"\"),\"\")","v":""},{"$f":"IF($BS46<>SelectedDefaultCountry,IF(ISNUMBER(INDEX(Default_InputData,MATCH($BS46,Default_CountryAll,0),MATCH(DJ$44,Default__InputData_Head,0))),INDEX(Default_InputData,MATCH($BS46,Default_CountryAll,0),MATCH(DJ$44,Default__InputData_Head,0)),\"\"),\"\")","v":14},{"$f":"IF($BS46=SelectedDefaultCountry,IF(ISNUMBER(INDEX(Default_InputData,MATCH($BS46,Default_CountryAll,0),MATCH(DJ$44,Default__InputData_Head,0))),INDEX(Default_InputData,MATCH($BS46,Default_CountryAll,0),MATCH(DJ$44,Default__InputData_Head,0)),\"\"),\"\")","v":""}]
[null,null,"projected_current_policy_max",null,null,null,null,null,null,null,null,null,null,null,null,null,null,null,null,null,null,null,null,null,null,null,null,null,null,null,null,null,null,null,null,null,null,null,null,null,null,null,null,null,null,null,null,null,null,null,null,null,null,null,null,null,null,null,null,null,null,null,null,null,null,null,null,null,{"$f":"IF(ISERROR(SUM(IF(ISNUMBER(BR47),$BR$46:BR47,\"\"))),\"\",SUM(IF(ISNUMBER(BR47),$BR$46:BR47,\"\")))","v":2},1,{"$f":"IF(COUNTIF(BS$23:BS24,BS24)=1,BS24,\"\")","v":"India"},0.65600000000000003,"",0.45689999999999997,"",0.69300000000000006,"",3.6999999999999998E-2,"",0.1713480238904527,"",0.42807844474618489,"",25,"",82,"",100,"",50,"",100,"",0,"",100,"",0,"",100,"",95,"",100,"",51,"",100,"",50,"",100,"",74,""]
[null,null,null,null,null,null,null,null,null,null,null,null,null,null,null,null,null,null,null,null,null,null,null,null,null,null,null,null,null,null,null,null,null,null,null,null,null,null,null,null,null,null,null,null,null,null,null,null,null,null,null,null,null,null,null,null,null,null,null,null,null,null,null,null,null,null,null,null,{"$f":"IF(ISERROR(SUM(IF(ISNUMBER(BR48),$BR$46:BR48,\"\"))),\"\",SUM(IF(ISNUMBER(BR48),$BR$46:BR48,\"\")))","v":3},{"$f":"IF(LEN(BS48)>0,1,\"\")","v":1},{"$f":"IF(COUNTIF(BS$23:BS25,BS25)=1,BS25,\"\")","v":"Germany"},0.63718750000000013,"",0.90250000000000008,"",0.64968750000000008,"",1.2500000000000001E-2,"",0.48055244550899223,"",0.64327309885395778,"",75,"",100,"",100,"",50,"",100,"",100,"",89,"",50,"",100,"",26,"",75,"",76,"",75,"",50,"",0,"",25,""]
[null,null,"Country",2015,2016,2017,2018,2019,2020,2021,2022,2023,2024,2025,2026,2027,2028,2029,2030,2031,2032,2033,2034,2035,2036,2037,2038,2039,2040,2041,2042,2043,2044,2045,2046,2047,2048,2049,2050,null,null,null,null,null,null,null,null,null,null,null,null,null,null,null,null,null,null,null,null,null,null,null,null,null,null,null,null,null,{"$f":"IF(ISERROR(SUM(IF(ISNUMBER(BR49),$BR$46:BR49,\"\"))),\"\",SUM(IF(ISNUMBER(BR49),$BR$46:BR49,\"\")))","v":4},1,{"$f":"IF(COUNTIF(BS$23:BS26,BS26)=1,BS26,\"\")","v":"China"},0.62987500000000007,"",0.4133,"",0.64837500000000003,"",1.8499999999999999E-2,"",0.18071744525703259,"",0.41638138790675611,"",25,"",24,"",100,"",100,"",100,"",0,"",71,"",0,"",100,"",100,"",75,"",60,"",100,"",50,"",100,"",37,""]
[null,null,{"$f":"Default_CountryAll","v":"Argentina"},{"$f":"INDEX(CATData_max_data,MATCH($C50,CATData_max_country,0),MATCH(D$49,CATData_max_year,0))","v":3.8350476348158469E-3},2.4035047634815843E-2,4.4235047634815838E-2,6.4435047634815834E-2,8.463504763481583E-2,0.10483504763481583,0.13043504763481584,0.15603504763481585,0.18163504763481586,0.20723504763481587,{"$f":"INDEX(CATData_max_data,MATCH($C50,CATData_max_country,0),MATCH(N$49,CATData_max_year,0))","v":0.23283504763481583},0.23883504763481583,0.24483504763481584,0.25083504763481584,0.25683504763481585,0.26283504763481585,"","","","",{"$f":"INDEX(CATData_max_data,MATCH($C50,CATData_max_country,0),MATCH(X$49,CATData_max_year,0))","v":""},"","","","","","","","","",{"$f":"INDEX(CATData_max_data,MATCH($C50,CATData_max_country,0),MATCH(AH$49,CATData_max_year,0))","v":""},"","","","","",null,null,null,null,null,null,null,null,null,null,null,null,null,null,null,null,null,null,null,null,null,null,null,null,null,null,null,null,null,{"$f":"IF(ISERROR(SUM(IF(ISNUMBER(BR50),$BR$46:BR50,\"\"))),\"\",SUM(IF(ISNUMBER(BR50),$BR$46:BR50,\"\")))","v":5},1,{"$f":"IF(COUNTIF(BS$23:BS27,BS27)=1,BS27,\"\")","v":"Italy"},0.59184000000000003,"",0.7631,"",0.60984000000000005,"",1.7999999999999999E-2,"",0.38580306393800851,"",0.57844412434211501,"",25,"",68,"",100,"",50,"",100,"",100,"",32,"",100,"",75,"",23,"",75,"",76,"",14,"",50,"",0,"",36,""]
[null,null,"Australia",6.847947925245991E-2,8.9079479252459903E-2,0.1096794792524599,0.13027947925245989,0.15087947925245987,0.17147947925245988,0.18027947925245988,0.18907947925245988,0.19787947925245988,0.20667947925245989,0.21547947925245986,0.22167947925245987,0.22787947925245988,0.23407947925245989,0.2402794792524599,0.24647947925245989,"","","","","","","","","","","","","","","","","","","","",null,null,null,null,null,null,null,null,null,null,null,null,null,null,null,null,null,null,null,null,null,null,null,null,null,null,null,null,null,{"$f":"IF(ISERROR(SUM(IF(ISNUMBER(BR51),$BR$46:BR51,\"\"))),\"\",SUM(IF(ISNUMBER(BR51),$BR$46:BR51,\"\")))","v":6},1,{"$f":"IF(COUNTIF(BS$23:BS28,BS28)=1,BS28,\"\")","v":"United Kingdom"},0.57519600000000004,"",0.83000000000000007,"",0.57969599999999999,"",4.4999999999999997E-3,"",0.4016030614819262,"",0.60273995720741658,"",100,"",0,"",100,"",100,"",100,"",100,"",32,"",100,"",25,"",73,"",75,"",73,"",92,"",50,"",0,"",9,""]
[null,null,"Brazil",3.761266186654566E-2,4.8012661866545667E-2,5.8412661866545673E-2,6.881266186654568E-2,7.9212661866545686E-2,8.9612661866545706E-2,9.7812661866545692E-2,0.10601266186654568,0.11421266186654566,0.12241266186654565,0.13061266186654563,0.13021266186654562,0.12981266186654561,0.1294126618665456,0.12901266186654559,0.12861266186654563,"","","","","","","","","","","","","","","","","","","","",null,null,null,null,null,null,null,null,null,null,null,null,null,null,null,null,null,null,null,null,null,null,null,null,null,null,null,null,null,{"$f":"IF(ISERROR(SUM(IF(ISNUMBER(BR52),$BR$46:BR52,\"\"))),\"\",SUM(IF(ISNUMBER(BR52),$BR$46:BR52,\"\")))","v":7},1,{"$f":"IF(COUNTIF(BS$23:BS29,BS29)=1,BS29,\"\")","v":"Mexico"},0.56759999999999999,"",0.54820000000000002,"",0.60209999999999997,"",3.4499999999999996E-2,"",0.13539305751482664,"",0.41737870272385763,"",50,"",46,"",0,"",50,"",0,"",100,"",57,"",50,"",75,"",52,"",100,"",54,"",100,"",100,"",0,"",69,""]
[null,null,"Canada",3.8896240466442578E-2,4.5896240466442584E-2,5.289624046644259E-2,5.9896240466442596E-2,6.6896240466442602E-2,7.3896240466442609E-2,7.9496240466442589E-2,8.5096240466442569E-2,9.0696240466442549E-2,9.6296240466442529E-2,0.10189624046644252,0.10309624046644253,0.10429624046644254,0.10549624046644254,0.10669624046644255,0.10789624046644253,"","","","","","","","","","","","","","","","","","","","",null,null,null,null,null,null,null,null,null,null,null,null,null,null,null,null,null,null,null,null,null,null,null,null,null,null,null,null,null,{"$f":"IF(ISERROR(SUM(IF(ISNUMBER(BR53),$BR$46:BR53,\"\"))),\"\",SUM(IF(ISNUMBER(BR53),$BR$46:BR53,\"\")))","v":8},1,{"$f":"IF(COUNTIF(BS$23:BS30,BS30)=1,BS30,\"\")","v":"Brazil"},0.51300000000000001,"",0.59750000000000003,"",0.54449999999999998,"",3.15E-2,"",0.15885852037597364,"",0.43693841353863244,"",25,"",100,"",100,"",100,"",0,"",50,"",87,"",0,"",100,"",72,"",50,"",37,"",100,"",100,"",0,"",63,""]
[null,null,"China",3.9246418588175486E-2,4.3446418588175488E-2,4.764641858817549E-2,5.1846418588175493E-2,5.6046418588175495E-2,6.0246418588175504E-2,6.4446418588175514E-2,6.8646418588175523E-2,7.2846418588175532E-2,7.7046418588175541E-2,8.1246418588175523E-2,8.1246418588175523E-2,8.1246418588175523E-2,8.1246418588175523E-2,8.1246418588175523E-2,8.1246418588175523E-2,"","","","","","","","","","","","","","","","","","","","",null,null,null,null,null,null,null,null,null,null,null,null,null,null,null,null,null,null,null,null,null,null,null,null,null,null,null,null,null,{"$f":"IF(ISERROR(SUM(IF(ISNUMBER(BR54),$BR$46:BR54,\"\"))),\"\",SUM(IF(ISNUMBER(BR54),$BR$46:BR54,\"\")))","v":9},1,{"$f":"IF(COUNTIF(BS$23:BS31,BS31)=1,BS31,\"\")","v":"Japan"},0.50698100000000001,"",0.28739999999999999,"",0.51398100000000002,"",7.000000000000001E-3,"",0.14363395754266611,"",0.34959934376342167,"",25,"",47,"",0,"",50,"",100,"",0,"",5,"",0,"",100,"",17,"",100,"",67,"",6,"",100,"",100,"",14,""]
[null,null,"France",5.1287473954924778E-2,7.6087473954924767E-2,0.10088747395492476,0.12568747395492474,0.15048747395492473,0.17528747395492475,0.18208747395492475,0.18888747395492475,0.19568747395492475,0.20248747395492475,0.20928747395492478,0.21528747395492479,0.22128747395492479,0.2272874739549248,0.2332874739549248,0.23928747395492475,0.24988747395492475,0.26048747395492478,0.27108747395492477,0.28168747395492477,0.29228747395492477,0.30288747395492477,0.31348747395492477,0.32408747395492477,0.33468747395492476,0.34528747395492476,0.35588747395492476,0.36648747395492476,0.37708747395492476,0.38768747395492476,0.39828747395492475,0.40888747395492475,0.41948747395492475,0.43008747395492475,0.44068747395492475,0.45128747395492486,null,null,null,null,null,null,null,null,null,null,null,null,null,null,null,null,null,null,null,null,null,null,null,null,null,null,null,null,null,{"$f":"IF(ISERROR(SUM(IF(ISNUMBER(BR55),$BR$46:BR55,\"\"))),\"\",SUM(IF(ISNUMBER(BR55),$BR$46:BR55,\"\")))","v":10},1,{"$f":"IF(COUNTIF(BS$23:BS32,BS32)=1,BS32,\"\")","v":"South Korea"},0.50598399999999999,"",0.31009999999999999,"",0.515984,"",1.0000000000000002E-2,"",4.9584197820777123E-2,"",0.24242764514887191,"",25,"",28,"",0,"",100,"",100,"",0,"",100,"",0,"",25,"",44,"",100,"",53,"",3,"",100,"",0,"",20,""]
[null,null,"Germany",0.1836730502506369,0.20547305025063692,0.22727305025063693,0.24907305025063695,0.27087305025063696,0.29267305025063695,0.31407305025063692,0.33547305025063689,0.35687305025063687,0.37827305025063684,0.39967305025063693,0.41347305025063691,0.42727305025063689,0.44107305025063687,0.45487305025063685,0.46867305025063688,"","","","","","","","","","","","","","","","","","","","",null,null,null,null,null,null,null,null,null,null,null,null,null,null,null,null,null,null,null,null,null,null,null,null,null,null,null,null,null,{"$f":"IF(ISERROR(SUM(IF(ISNUMBER(BR56),$BR$46:BR56,\"\"))),\"\",SUM(IF(ISNUMBER(BR56),$BR$46:BR56,\"\")))","v":11},1,{"$f":"IF(COUNTIF(BS$23:BS33,BS33)=1,BS33,\"\")","v":"South Africa"},0.48027500000000001,"",0.46150000000000002,"",0.50227500000000003,"",2.2000000000000002E-2,"",8.6980159753204264E-2,"",0.32719810289228202,"",25,"",20,"",100,"",100,"",0,"",50,"",45,"",0,"",75,"",50,"",100,"",24,"",100,"",50,"",0,"",44,""]
[null,null,"India",3.5407832338993417E-2,4.9007832338993418E-2,6.2607832338993419E-2,7.620783233899342E-2,8.9807832338993421E-2,0.10340783233899342,0.10900783233899342,0.11460783233899341,0.1202078323389934,0.1258078323389934,0.13140783233899342,0.13440783233899342,0.13740783233899342,0.14040783233899343,0.14340783233899343,0.14640783233899343,"","","","","","","","","","","","","","","","","","","","",null,null,null,null,null,null,null,null,null,null,null,null,null,null,null,null,null,null,null,null,null,null,null,null,null,null,null,null,null,{"$f":"IF(ISERROR(SUM(IF(ISNUMBER(BR57),$BR$46:BR57,\"\"))),\"\",SUM(IF(ISNUMBER(BR57),$BR$46:BR57,\"\")))","v":12},1,{"$f":"IF(COUNTIF(BS$23:BS34,BS34)=1,BS34,\"\")","v":"United States of America"},"",0.41272500000000006,"",0.72289999999999999,"",0.42272500000000007,"",1.0000000000000002E-2,"",0.18440349288609437,"",0.46399744310887558,"",0,"",37,"",100,"",100,"",100,"",100,"",33,"",0,"",25,"",31,"",100,"",56,"",100,"",50,"",0,"",20]
[null,null,"Indonesia",5.2690782275710557E-4,4.5269078227571065E-3,8.5269078227571075E-3,1.2526907822757109E-2,1.6526907822757109E-2,2.0526907822757109E-2,4.112690782275711E-2,6.172690782275711E-2,8.2326907822757117E-2,0.10292690782275712,0.12352690782275712,0.11832690782275711,0.1131269078227571,0.10792690782275709,0.10272690782275708,9.7526907822757095E-2,"","","","","","","","","","","","","","","","","","","","",null,null,null,null,null,null,null,null,null,null,null,null,null,null,null,null,null,null,null,null,null,null,null,null,null,null,null,null,null,{"$f":"IF(ISERROR(SUM(IF(ISNUMBER(BR58),$BR$46:BR58,\"\"))),\"\",SUM(IF(ISNUMBER(BR58),$BR$46:BR58,\"\")))","v":13},1,{"$f":"IF(COUNTIF(BS$23:BS35,BS35)=1,BS35,\"\")","v":"Indonesia"},0.38550000000000006,"",0.18480000000000002,"",0.42000000000000004,"",3.4499999999999996E-2,"",4.1351406342374469E-2,"",0.18220781730802285,"",0,"",44,"",100,"",0,"",0,"",0,"",100,"",0,"",25,"",20,"",100,"",45,"",100,"",100,"",50,"",69,""]
[null,null,"Italy",0.13440909639795146,0.13000909639795144,0.12560909639795143,0.12120909639795142,0.11680909639795142,0.11240909639795144,0.12640909639795145,0.14040909639795146,0.15440909639795147,0.16840909639795149,0.18240909639795144,0.18720909639795144,0.19200909639795144,0.19680909639795144,0.20160909639795144,0.20640909639795146,0.21615909639795147,0.22590909639795148,0.23565909639795149,0.2454090963979515,0.25515909639795148,0.26490909639795146,0.27465909639795144,0.28440909639795142,0.2941590963979514,0.30390909639795138,0.31365909639795136,0.32340909639795135,0.33315909639795133,0.34290909639795131,0.35265909639795129,0.36240909639795127,0.37215909639795125,0.38190909639795123,0.39165909639795121,0.40140909639795147,null,null,null,null,null,null,null,null,null,null,null,null,null,null,null,null,null,null,null,null,null,null,null,null,null,null,null,null,null,{"$f":"IF(ISERROR(SUM(IF(ISNUMBER(BR59),$BR$46:BR59,\"\"))),\"\",SUM(IF(ISNUMBER(BR59),$BR$46:BR59,\"\")))","v":14},1,{"$f":"IF(COUNTIF(BS$23:BS36,BS36)=1,BS36,\"\")","v":"Turkey"},0.38146800000000003,"",0.47230000000000005,"",0.42446800000000001,"",4.3000000000000003E-2,"",0.14532731840842639,"",0.37260022889589561,"",0,"",19,"",100,"",50,"",100,"",50,"",32,"",0,"",75,"",1,"",100,"",50,"",46,"",100,"",100,"",86,""]
[null,null,"Japan",{"$f":"INDEX(CATData_max_data,MATCH($C60,CATData_max_country,0),MATCH(D$49,CATData_max_year,0))","v":5.6102962048040259E-2},6.4102962048040266E-2,7.2102962048040273E-2,8.010296204804028E-2,8.8102962048040287E-2,9.6102962048040266E-2,0.10210296204804027,0.10810296204804028,0.11410296204804028,0.12010296204804029,{"$f":"INDEX(CATData_max_data,MATCH($C60,CATData_max_country,0),MATCH(N$49,CATData_max_year,0))","v":0.12610296204804028},0.13210296204804028,0.13810296204804029,0.1441029620480403,0.1501029620480403,0.15610296204804025,"","","","",{"$f":"INDEX(CATData_max_data,MATCH($C60,CATData_max_country,0),MATCH(X$49,CATData_max_year,0))","v":""},"","","","","","","","","",{"$f":"INDEX(CATData_max_data,MATCH($C60,CATData_max_country,0),MATCH(AH$49,CATData_max_year,0))","v":""},"","","","","",null,null,null,null,null,null,null,null,null,null,null,null,null,null,null,null,null,null,null,null,null,null,null,null,null,null,null,null,null,{"$f":"IF(ISERROR(SUM(IF(ISNUMBER(BR60),$BR$46:BR60,\"\"))),\"\",SUM(IF(ISNUMBER(BR60),$BR$46:BR60,\"\")))","v":15},1,{"$f":"IF(COUNTIF(BS$23:BS37,BS37)=1,BS37,\"\")","v":"Canada"},0.37925000000000003,"",0.57999999999999996,"",0.38325000000000004,"",4.0000000000000001E-3,"",0.14737590219222491,"",0.39513748138786853,"",50,"",0,"",100,"",100,"",100,"",50,"",0,"",50,"",25,"",13,"",100,"",56,"",100,"",50,"",100,"",8,""]
[null,null,"South Korea",9.2013767491671943E-3,1.1221376749167195E-2,1.3241376749167196E-2,1.5261376749167197E-2,1.7281376749167198E-2,1.9301376749167196E-2,3.35013767491672E-2,4.7701376749167204E-2,6.1901376749167208E-2,7.6101376749167213E-2,9.0301376749167203E-2,9.0301376749167203E-2,9.0301376749167203E-2,9.0301376749167203E-2,9.0301376749167203E-2,9.0301376749167203E-2,"","","","","","","","","","","","","","","","","","","","",null,null,null,null,null,null,null,null,null,null,null,null,null,null,null,null,null,null,null,null,null,null,null,null,null,null,null,null,null,{"$f":"IF(ISERROR(SUM(IF(ISNUMBER(BR61),$BR$46:BR61,\"\"))),\"\",SUM(IF(ISNUMBER(BR61),$BR$46:BR61,\"\")))","v":16},1,{"$f":"IF(COUNTIF(BS$23:BS38,BS38)=1,BS38,\"\")","v":"Australia"},0.37250000000000005,"",0.38500000000000001,"",0.37800000000000006,"",5.5000000000000005E-3,"",0.18759792480264234,"",0.38106045714140346,"",0,"",0,"",100,"",100,"",0,"",50,"",100,"",0,"",50,"",0,"",75,"",41,"",100,"",50,"",100,"",11,""]
[null,null,"Mexico",3.013567242428046E-2,4.393567242428046E-2,5.773567242428046E-2,7.1535672424280466E-2,8.5335672424280473E-2,9.9135672424280466E-2,0.11453567242428046,0.12993567242428047,0.14533567242428047,0.16073567242428047,0.17613567242428046,0.17893567242428046,0.18173567242428046,0.18453567242428046,0.18733567242428045,0.19013567242428048,"","","","","","","","","","","","","","","","","","","","",null,null,null,null,null,null,null,null,null,null,null,null,null,null,null,null,null,null,null,null,null,null,null,null,null,null,null,null,null,{"$f":"IF(ISERROR(SUM(IF(ISNUMBER(BR62),$BR$46:BR62,\"\"))),\"\",SUM(IF(ISNUMBER(BR62),$BR$46:BR62,\"\")))","v":17},1,{"$f":"IF(COUNTIF(BS$23:BS39,BS39)=1,BS39,\"\")","v":"Russian Federation"},0.35600000000000009,"",0.38500000000000001,"",0.38850000000000007,"",3.2500000000000001E-2,"",3.7466679392273536E-2,"",0.17759297759514409,"",0,"",0,"",0,"",50,"",0,"",100,"",100,"",0,"",25,"",37,"",75,"",35,"",100,"",50,"",100,"",65,""]
[null,null,"Russian Federation",8.9530443693502937E-4,4.8953044369350277E-3,8.8953044369350261E-3,1.2895304436935024E-2,1.6895304436935023E-2,2.0895304436935019E-2,2.189530443693502E-2,2.2895304436935021E-2,2.3895304436935022E-2,2.4895304436935023E-2,2.5895304436935024E-2,2.6695304436935026E-2,2.7495304436935028E-2,2.829530443693503E-2,2.9095304436935032E-2,2.9895304436935027E-2,"","","","","","","","","","","","","","","","","","","","",null,null,null,null,null,null,null,null,null,null,null,null,null,null,null,null,null,null,null,null,null,null,null,null,null,null,null,null,null,{"$f":"IF(ISERROR(SUM(IF(ISNUMBER(BR63),$BR$46:BR63,\"\"))),\"\",SUM(IF(ISNUMBER(BR63),$BR$46:BR63,\"\")))","v":18},1,{"$f":"IF(COUNTIF(BS$23:BS40,BS40)=1,BS40,\"\")","v":"Saudi Arabia"},0.3417,"",0.23980000000000001,"",0.36720000000000003,"",2.5500000000000002E-2,"",3.7019032073841843E-2,"",0.16478834992515784,"",25,"",19,"",100,"",50,"",0,"",0,"",100,"",0,"",50,"",12,"",75,"",17,"",100,"",0,"",100,"",51,""]
[null,null,"Saudi Arabia",0,8.0800000000000004E-3,1.6160000000000001E-2,2.4240000000000001E-2,3.2320000000000002E-2,4.0399999999999998E-2,4.4060000000000002E-2,4.7720000000000005E-2,5.1380000000000009E-2,5.5040000000000013E-2,5.8700000000000002E-2,6.1560000000000004E-2,6.4420000000000005E-2,6.7280000000000006E-2,7.0140000000000008E-2,7.2999999999999995E-2,"","","","","","","","","","","","","","","","","","","","",null,null,null,null,null,null,null,null,null,null,null,null,null,null,null,null,null,null,null,null,null,null,null,null,null,null,null,null,null,{"$f":"IF(ISERROR(SUM(IF(ISNUMBER(BR64),$BR$46:BR64,\"\"))),\"\",SUM(IF(ISNUMBER(BR64),$BR$46:BR64,\"\")))","v":19},1,{"$f":"IF(COUNTIF(BS$23:BS41,BS41)=1,BS41,\"\")","v":"Argentina"},0.27675,"",0.32080000000000003,"",0.32024999999999998,"",4.3500000000000004E-2,"",3.3926715173842312E-2,"",0.14507707459943947,"",25,"",99,"",0,"",0,"",100,"",0,"",100,"",0,"",50,"",58,"",25,"",0,"",100,"",50,"",100,"",87,""]
[null,null,"South Africa",1.8303910252253419E-2,2.5383910252253419E-2,3.2463910252253418E-2,3.9543910252253421E-2,4.6623910252253424E-2,5.370391025225342E-2,6.0083910252253417E-2,6.6463910252253414E-2,7.284391025225341E-2,7.9223910252253407E-2,8.5603910252253418E-2,0.10202391025225341,0.1184439102522534,0.13486391025225339,0.15128391025225338,0.1677039102522534,"","","","","","","","","","","","","","","","","","","",""]
[null,null,"Turkey",4.5681193965994737E-2,4.7681193965994739E-2,4.9681193965994741E-2,5.1681193965994743E-2,5.3681193965994745E-2,5.5681193965994746E-2,5.674786063266142E-2,5.7814527299328095E-2,5.8881193965994769E-2,5.9947860632661443E-2,6.1014527299328103E-2,8.7947860632661426E-2,0.11488119396599475,0.14181452729932806,0.16874786063266137,0.1956811939659947,"","","","","","","","","","","","","","","","","","","",""]
[null,null,"United Kingdom",0.14227844787840027,0.16887844787840028,0.1954784478784003,0.22207844787840031,0.24867844787840032,0.27527844787840028,0.27987844787840027,0.28447844787840026,0.28907844787840026,0.29367844787840025,0.2982784478784003,0.29887844787840029,0.29947844787840028,0.30007844787840027,0.30067844787840026,0.30127844787840025,"","","","","","","","","","","","","","","","","","","",""]
[null,null,"United States of America",5.2919663918113091E-2,6.4319663918113085E-2,7.5719663918113078E-2,8.7119663918113072E-2,9.8519663918113065E-2,0.10991966391811309,0.11571966391811309,0.12151966391811309,0.12731966391811309,0.13311966391811308,0.13891966391811308,0.14011966391811309,0.1413196639181131,0.1425196639181131,0.14371966391811311,0.14491966391811309,0.14721966391811309,0.14951966391811308,0.15181966391811308,0.15411966391811308,0.15641966391811307,0.15871966391811307,0.16101966391811307,0.16331966391811306,0.16561966391811306,0.16791966391811305,0.17021966391811305,0.17251966391811305,0.17481966391811304,0.17711966391811304,0.17941966391811304,0.18171966391811303,0.18401966391811303,0.18631966391811303,0.18861966391811302,0.1909196639181131]
[]
[null,"Selected default country",{"$f":"\"Projection: CATDecarb max\"","v":"Projection: CATDecarb max"},{"$f":"INDEX(D50:D68,MATCH($D$43,$C$50:$C$68,0))","v":5.2919663918113091E-2},{"$f":"INDEX(E50:E68,MATCH($D$43,$C$50:$C$68,0))","v":6.4319663918113085E-2},7.5719663918113078E-2,8.7119663918113072E-2,9.8519663918113065E-2,0.10991966391811309,0.11571966391811309,0.12151966391811309,0.12731966391811309,0.13311966391811308,0.13891966391811308,0.14011966391811309,0.1413196639181131,0.1425196639181131,0.14371966391811311,0.14491966391811309,0.14721966391811309,0.14951966391811308,0.15181966391811308,0.15411966391811308,0.15641966391811307,0.15871966391811307,0.16101966391811307,0.16331966391811306,0.16561966391811306,0.16791966391811305,0.17021966391811305,0.17251966391811305,0.17481966391811304,0.17711966391811304,0.17941966391811304,0.18171966391811303,0.18401966391811303,0.18631966391811303,0.18861966391811302,0.1909196639181131]
[null,null,null,0,0,0,0,0,0,0,0,0,0,0,0,0,0,0,0,0,0,0,0,0,0,0,0,0,0,0,0,0,0,0,0,0,0,0,0]
[null,null,"projected_current_policy_min"]
[]
[null,null,"Country",2015,2016,2017,2018,2019,2020,2021,2022,2023,2024,2025,2026,2027,2028,2029,2030,2031,2032,2033,2034,2035,2036,2037,2038,2039,2040,2041,2042,2043,2044,2045,2046,2047,2048,2049,2050]
[null,null,{"$f":"Default_CountryAll","v":"Argentina"},{"$f":"INDEX(CATData_min_data,MATCH($C75,CATData_max_country,0),MATCH(D$74,CATData_max_year,0))","v":3.8350476348158469E-3},1.9635047634815838E-2,3.5435047634815829E-2,5.1235047634815817E-2,6.7035047634815811E-2,8.2835047634815806E-2,0.10283504763481581,0.12283504763481581,0.14283504763481583,0.16283504763481585,{"$f":"INDEX(CATData_min_data,MATCH($C75,CATData_max_country,0),MATCH(N$74,CATData_max_year,0))","v":0.18283504763481584},0.18883504763481584,0.19483504763481585,0.20083504763481586,0.20683504763481586,0.21283504763481581,"","","","",{"$f":"INDEX(CATData_min_data,MATCH($C75,CATData_max_country,0),MATCH(X$74,CATData_max_year,0))","v":""},"","","","","","","","","",{"$f":"INDEX(CATData_min_data,MATCH($C75,CATData_max_country,0),MATCH(AH$74,CATData_max_year,0))","v":""},"","","","",""]
[null,null,"Australia",6.847947925245991E-2,8.9079479252459903E-2,0.1096794792524599,0.13027947925245989,0.15087947925245987,0.17147947925245988,0.18027947925245988,0.18907947925245988,0.19787947925245988,0.20667947925245989,0.21547947925245986,0.22167947925245987,0.22787947925245988,0.23407947925245989,0.2402794792524599,0.24647947925245989,"","","","","","","","","","","","","","","","","","","",""]
[null,null,"Brazil",3.761266186654566E-2,5.1412661866545674E-2,6.5212661866545688E-2,7.9012661866545694E-2,9.2812661866545701E-2,0.10661266186654572,0.10091266186654571,9.52126618665457E-2,8.951266186654569E-2,8.3812661866545679E-2,7.8112661866545641E-2,7.2412661866545644E-2,6.6712661866545647E-2,6.101266186654565E-2,5.5312661866545654E-2,4.9612661866545671E-2,"","","","","","","","","","","","","","","","","","","",""]
[null,null,"Canada",3.8896240466442578E-2,4.5896240466442584E-2,5.289624046644259E-2,5.9896240466442596E-2,6.6896240466442602E-2,7.3896240466442609E-2,7.9496240466442589E-2,8.5096240466442569E-2,9.0696240466442549E-2,9.6296240466442529E-2,0.10189624046644252,0.10309624046644253,0.10429624046644254,0.10549624046644254,0.10669624046644255,0.10789624046644253,"","","","","","","","","","","","","","","","","","","",""]
[null,null,"China",3.9246418588175486E-2,4.3446418588175488E-2,4.764641858817549E-2,5.1846418588175493E-2,5.6046418588175495E-2,6.0246418588175504E-2,6.4446418588175514E-2,6.8646418588175523E-2,7.2846418588175532E-2,7.7046418588175541E-2,8.1246418588175523E-2,8.1246418588175523E-2,8.1246418588175523E-2,8.1246418588175523E-2,8.1246418588175523E-2,8.1246418588175523E-2,"","","","","","","","","","","","","","","","","","","",""]
[null,null,"France",5.1287473954924778E-2,5.9487473954924777E-2,6.7687473954924776E-2,7.5887473954924775E-2,8.4087473954924774E-2,9.2287473954924787E-2,0,0,0,0,0,0,0,0,0,0,"","","","","","","","","","","","","","","","","","","",""]
[null,null,"Germany",0.1836730502506369,0.20547305025063692,0.22727305025063693,0.24907305025063695,0.27087305025063696,0.29267305025063695,0.31407305025063692,0.33547305025063689,0.35687305025063687,0.37827305025063684,0.39967305025063693,0.41347305025063691,0.42727305025063689,0.44107305025063687,0.45487305025063685,0.46867305025063688,"","","","","","","","","","","","","","","","","","","",""]
[null,null,"India",3.5407832338993417E-2,4.9007832338993418E-2,6.2607832338993419E-2,7.620783233899342E-2,8.9807832338993421E-2,0.10340783233899342,0.10120783233899341,9.9007832338993407E-2,9.6807832338993399E-2,9.4607832338993392E-2,9.2407832338993412E-2,9.1207832338993405E-2,9.0007832338993399E-2,8.8807832338993392E-2,8.7607832338993386E-2,8.6407832338993407E-2,"","","","","","","","","","","","","","","","","","","",""]
[null,null,"Indonesia",5.2690782275710557E-4,1.2926907822757109E-2,2.5326907822757112E-2,3.7726907822757116E-2,5.0126907822757118E-2,6.2526907822757119E-2,6.3326907822757114E-2,6.4126907822757109E-2,6.4926907822757104E-2,6.57269078227571E-2,6.6526907822757095E-2,6.732690782275709E-2,6.8126907822757085E-2,6.892690782275708E-2,6.9726907822757075E-2,7.0526907822757098E-2,"","","","","","","","","","","","","","","","","","","",""]
[null,null,"Italy",0.13440909639795146,0.13980909639795144,0.14520909639795143,0.15060909639795142,0.15600909639795141,0.16140909639795142,0.16180909639795144,0.16220909639795145,0.16260909639795146,0.16300909639795147,0.16340909639795143,0.16380909639795144,0.16420909639795145,0.16460909639795146,0.16500909639795147,0.16540909639795143,"","","","","","","","","","","","","","","","","","","",""]
[null,null,"Japan",{"$f":"INDEX(CATData_min_data,MATCH($C85,CATData_max_country,0),MATCH(D$74,CATData_max_year,0))","v":5.6102962048040259E-2},6.2302962048040256E-2,6.8502962048040253E-2,7.470296204804025E-2,8.0902962048040247E-2,8.7102962048040258E-2,9.0302962048040253E-2,9.3502962048040247E-2,9.6702962048040242E-2,9.9902962048040236E-2,{"$f":"INDEX(CATData_min_data,MATCH($C85,CATData_max_country,0),MATCH(N$74,CATData_max_year,0))","v":0.10310296204804024},0.10630296204804025,0.10950296204804026,0.11270296204804027,0.11590296204804028,0.11910296204804026,"","","","",{"$f":"INDEX(CATData_min_data,MATCH($C85,CATData_max_country,0),MATCH(X$74,CATData_max_year,0))","v":""},"","","","","","","","","",{"$f":"INDEX(CATData_min_data,MATCH($C85,CATData_max_country,0),MATCH(AH$74,CATData_max_year,0))","v":""},"","","","",""]
[null,null,"South Korea",9.2013767491671943E-3,1.1221376749167195E-2,1.3241376749167196E-2,1.5261376749167197E-2,1.7281376749167198E-2,1.9301376749167196E-2,2.1161376749167196E-2,2.3021376749167197E-2,2.4881376749167197E-2,2.6741376749167198E-2,2.8601376749167195E-2,3.0301376749167195E-2,3.2001376749167192E-2,3.3701376749167192E-2,3.5401376749167192E-2,3.7101376749167192E-2,"","","","","","","","","","","","","","","","","","","",""]
[null,null,"Mexico",3.013567242428046E-2,4.393567242428046E-2,5.773567242428046E-2,7.1535672424280466E-2,8.5335672424280473E-2,9.9135672424280466E-2,0.11453567242428046,0.12993567242428047,0.14533567242428047,0.16073567242428047,0.17613567242428046,0.17893567242428046,0.18173567242428046,0.18453567242428046,0.18733567242428045,0.19013567242428048,"","","","","","","","","","","","","","","","","","","",""]
[null,null,"Russian Federation",8.9530443693502937E-4,4.8953044369350277E-3,8.8953044369350261E-3,1.2895304436935024E-2,1.6895304436935023E-2,2.0895304436935019E-2,2.189530443693502E-2,2.2895304436935021E-2,2.3895304436935022E-2,2.4895304436935023E-2,2.5895304436935024E-2,2.6695304436935026E-2,2.7495304436935028E-2,2.829530443693503E-2,2.9095304436935032E-2,2.9895304436935027E-2,"","","","","","","","","","","","","","","","","","","",""]
[null,null,"Saudi Arabia",0,8.0800000000000004E-3,1.6160000000000001E-2,2.4240000000000001E-2,3.2320000000000002E-2,4.0399999999999998E-2,4.224E-2,4.4080000000000001E-2,4.5920000000000002E-2,4.7760000000000004E-2,4.9599999999999998E-2,4.7879999999999999E-2,4.616E-2,4.444E-2,4.2720000000000001E-2,4.1000000000000002E-2,"","","","","","","","","","","","","","","","","","","",""]
[null,null,"South Africa",1.8303910252253419E-2,2.5383910252253419E-2,3.2463910252253418E-2,3.9543910252253421E-2,4.6623910252253424E-2,5.370391025225342E-2,6.0083910252253417E-2,6.6463910252253414E-2,7.284391025225341E-2,7.9223910252253407E-2,8.5603910252253418E-2,0.10202391025225341,0.1184439102522534,0.13486391025225339,0.15128391025225338,0.1677039102522534,"","","","","","","","","","","","","","","","","","","",""]
[null,null,"Turkey",4.5681193965994737E-2,4.6747860632661412E-2,4.7814527299328086E-2,4.888119396599476E-2,4.9947860632661434E-2,5.1014527299328094E-2,5.2081193965994768E-2,5.3147860632661442E-2,5.4214527299328116E-2,5.528119396599479E-2,5.6347860632661451E-2,7.0214527299328117E-2,8.4081193965994783E-2,9.7947860632661449E-2,0.11181452729932811,0.12568119396599475,"","","","","","","","","","","","","","","","","","","",""]
[null,null,"United Kingdom",0.14227844787840027,0.16887844787840028,0.1954784478784003,0.22207844787840031,0.24867844787840032,0.27527844787840028,0.27987844787840027,0.28447844787840026,0.28907844787840026,0.29367844787840025,0.2982784478784003,0.29887844787840029,0.29947844787840028,0.30007844787840027,0.30067844787840026,0.30127844787840025,"","","","","","","","","","","","","","","","","","","",""]
[null,null,"United States of America",{"$f":"INDEX(CATData_min_data,MATCH($C93,CATData_max_country,0),MATCH(D$74,CATData_max_year,0))","v":5.2919663918113091E-2},6.4319663918113085E-2,7.5719663918113078E-2,8.7119663918113072E-2,9.8519663918113065E-2,0.10991966391811309,0.11571966391811309,0.12151966391811309,0.12731966391811309,0.13311966391811308,0.13891966391811308,0.14011966391811309,0.1413196639181131,0.1425196639181131,0.14371966391811311,0.14491966391811309,0.14721966391811309,0.14951966391811308,0.15181966391811308,0.15411966391811308,0.15641966391811307,0.15871966391811307,0.16101966391811307,0.16331966391811306,0.16561966391811306,0.16791966391811305,0.17021966391811305,0.17251966391811305,0.17481966391811304,0.17711966391811304,0.17941966391811304,0.18171966391811303,0.18401966391811303,0.18631966391811303,0.18861966391811302,0.1909196639181131]
[]
[null,"Selected default country",{"$f":"\"Projection: CATDecarb min\"","v":"Projection: CATDecarb min"},{"$f":"INDEX(D75:D93,MATCH($D$43,$C$75:$C$93,0))","v":5.2919663918113091E-2},{"$f":"INDEX(E75:E93,MATCH($D$43,$C$75:$C$93,0))","v":6.4319663918113085E-2},7.5719663918113078E-2,8.7119663918113072E-2,9.8519663918113065E-2,0.10991966391811309,0.11571966391811309,0.12151966391811309,0.12731966391811309,0.13311966391811308,0.13891966391811308,0.14011966391811309,0.1413196639181131,0.1425196639181131,0.14371966391811311,0.14491966391811309,0.14721966391811309,0.14951966391811308,0.15181966391811308,0.15411966391811308,0.15641966391811307,0.15871966391811307,0.16101966391811307,0.16331966391811306,0.16561966391811306,0.16791966391811305,0.17021966391811305,0.17251966391811305,0.17481966391811304,0.17711966391811304,0.17941966391811304,0.18171966391811303,0.18401966391811303,0.18631966391811303,0.18861966391811302,0.1909196639181131]
[null,null,null,0,0,0,0]
[]
[null,"VRE targets per country (from Allianz 2018)",null,null,null,null,"VRE shares per country (from IRENA REmap) Projections",null,null,null,null,null,"VRE from IEA Renewables 2017 Projections"]
[]
[null,null,"projected_current_policy_max",null,null,null,null,"IRENA REmap",null,null,null,null,null,"IEA Renewables 2017"]
[]
[null,null,"Country","Year","Target",null,null,"Country","Year","IRENA Reference Case","IRENA Remap",null,null,"Country","Year","Target"]
[null,null,{"$f":"Default_CountryAll","v":"Argentina"},{"$f":"INDEX('Default_RawData&Calc'!$J$31:$J$49,MATCH(C103,'Default_RawData&Calc'!$D$31:$D$49,0))","v":2025},{"$f":"INDEX('Default_RawData&Calc'!$I$31:$I$49,MATCH(C103,'Default_RawData&Calc'!$D$31:$D$49,0))","v":0.17705038779266108},null,null,{"$f":"Default_CountryAll","v":"Argentina"},2030,{"$f":"INDEX(DataValidation!$D$44:$E$62,MATCH(H103,DataValidation!$B$44:$B$62,0),MATCH(J$102,DataValidation!$D$43:$E$43,0))","v":0.104},{"$f":"INDEX(DataValidation!$D$44:$E$62,MATCH(H103,DataValidation!$B$44:$B$62,0),MATCH(K$102,DataValidation!$D$43:$E$43,0))","v":0.155},null,null,{"$f":"Default_CountryAll","v":"Argentina"},2022,{"$f":"INDEX(DataValidation!$I$44:$I$62,MATCH(N103,DataValidation!$G$44:$G$62,0))","v":"NA"}]
[null,null,"Australia",{"$f":"INDEX('Default_RawData&Calc'!$J$31:$J$49,MATCH(C104,'Default_RawData&Calc'!$D$31:$D$49,0))","v":2020},{"$f":"INDEX('Default_RawData&Calc'!$I$31:$I$49,MATCH(C104,'Default_RawData&Calc'!$D$31:$D$49,0))","v":0.16747947925245987},null,null,"Australia",2030,{"$f":"INDEX(DataValidation!$D$44:$E$62,MATCH(H104,DataValidation!$B$44:$B$62,0),MATCH(J$102,DataValidation!$D$43:$E$43,0))","v":0.106},{"$f":"INDEX(DataValidation!$D$44:$E$62,MATCH(H104,DataValidation!$B$44:$B$62,0),MATCH(K$102,DataValidation!$D$43:$E$43,0))","v":0.26600000000000001},null,null,"Australia",2022,{"$f":"INDEX(DataValidation!$I$44:$I$62,MATCH(N104,DataValidation!$G$44:$G$62,0))","v":0.13}]
[null,null,"Brazil",{"$f":"INDEX('Default_RawData&Calc'!$J$31:$J$49,MATCH(C105,'Default_RawData&Calc'!$D$31:$D$49,0))","v":2026},{"$f":"INDEX('Default_RawData&Calc'!$I$31:$I$49,MATCH(C105,'Default_RawData&Calc'!$D$31:$D$49,0))","v":0.16761266186654566},null,null,"Brazil",2030,{"$f":"INDEX(DataValidation!$D$44:$E$62,MATCH(H105,DataValidation!$B$44:$B$62,0),MATCH(J$102,DataValidation!$D$43:$E$43,0))","v":0.111},{"$f":"INDEX(DataValidation!$D$44:$E$62,MATCH(H105,DataValidation!$B$44:$B$62,0),MATCH(K$102,DataValidation!$D$43:$E$43,0))","v":0.14599999999999999},null,null,"Brazil",2022,{"$f":"INDEX(DataValidation!$I$44:$I$62,MATCH(N105,DataValidation!$G$44:$G$62,0))","v":0.1}]
[null,null,"Canada",{"$f":"INDEX('Default_RawData&Calc'!$J$31:$J$49,MATCH(C106,'Default_RawData&Calc'!$D$31:$D$49,0))","v":0},{"$f":"INDEX('Default_RawData&Calc'!$I$31:$I$49,MATCH(C106,'Default_RawData&Calc'!$D$31:$D$49,0))","v":"no national target"},null,null,"Canada",2030,{"$f":"INDEX(DataValidation!$D$44:$E$62,MATCH(H106,DataValidation!$B$44:$B$62,0),MATCH(J$102,DataValidation!$D$43:$E$43,0))","v":6.5000000000000002E-2},{"$f":"INDEX(DataValidation!$D$44:$E$62,MATCH(H106,DataValidation!$B$44:$B$62,0),MATCH(K$102,DataValidation!$D$43:$E$43,0))","v":0.128},null,null,"Canada",2022,{"$f":"INDEX(DataValidation!$I$44:$I$62,MATCH(N106,DataValidation!$G$44:$G$62,0))","v":"NA"}]
[null,null,"China",{"$f":"INDEX('Default_RawData&Calc'!$J$31:$J$49,MATCH(C107,'Default_RawData&Calc'!$D$31:$D$49,0))","v":2020},{"$f":"INDEX('Default_RawData&Calc'!$I$31:$I$49,MATCH(C107,'Default_RawData&Calc'!$D$31:$D$49,0))","v":7.0246418588175513E-2},null,null,"China",2030,{"$f":"INDEX(DataValidation!$D$44:$E$62,MATCH(H107,DataValidation!$B$44:$B$62,0),MATCH(J$102,DataValidation!$D$43:$E$43,0))","v":0.115},{"$f":"INDEX(DataValidation!$D$44:$E$62,MATCH(H107,DataValidation!$B$44:$B$62,0),MATCH(K$102,DataValidation!$D$43:$E$43,0))","v":0.19},null,null,"China",2022,{"$f":"INDEX(DataValidation!$I$44:$I$62,MATCH(N107,DataValidation!$G$44:$G$62,0))","v":0.11}]
[null,null,"France",{"$f":"INDEX('Default_RawData&Calc'!$J$31:$J$49,MATCH(C108,'Default_RawData&Calc'!$D$31:$D$49,0))","v":2030},{"$f":"INDEX('Default_RawData&Calc'!$I$31:$I$49,MATCH(C108,'Default_RawData&Calc'!$D$31:$D$49,0))","v":0.29228747395492483},null,null,"France",2030,{"$f":"INDEX(DataValidation!$D$44:$E$62,MATCH(H108,DataValidation!$B$44:$B$62,0),MATCH(J$102,DataValidation!$D$43:$E$43,0))","v":0.23},{"$f":"INDEX(DataValidation!$D$44:$E$62,MATCH(H108,DataValidation!$B$44:$B$62,0),MATCH(K$102,DataValidation!$D$43:$E$43,0))","v":0.27700000000000002},null,null,"France",2022,{"$f":"INDEX(DataValidation!$I$44:$I$62,MATCH(N108,DataValidation!$G$44:$G$62,0))","v":"NA"}]
[null,null,"Germany",{"$f":"INDEX('Default_RawData&Calc'!$J$31:$J$49,MATCH(C109,'Default_RawData&Calc'!$D$31:$D$49,0))","v":2030},{"$f":"INDEX('Default_RawData&Calc'!$I$31:$I$49,MATCH(C109,'Default_RawData&Calc'!$D$31:$D$49,0))","v":0.54167305025063694},null,null,"Germany",2030,{"$f":"INDEX(DataValidation!$D$44:$E$62,MATCH(H109,DataValidation!$B$44:$B$62,0),MATCH(J$102,DataValidation!$D$43:$E$43,0))","v":0.33200000000000002},{"$f":"INDEX(DataValidation!$D$44:$E$62,MATCH(H109,DataValidation!$B$44:$B$62,0),MATCH(K$102,DataValidation!$D$43:$E$43,0))","v":0.45900000000000002},null,null,"Germany",2022,{"$f":"INDEX(DataValidation!$I$44:$I$62,MATCH(N109,DataValidation!$G$44:$G$62,0))","v":0.26}]
[null,null,"India",{"$f":"INDEX('Default_RawData&Calc'!$J$31:$J$49,MATCH(C110,'Default_RawData&Calc'!$D$31:$D$49,0))","v":2026},{"$f":"INDEX('Default_RawData&Calc'!$I$31:$I$49,MATCH(C110,'Default_RawData&Calc'!$D$31:$D$49,0))","v":0.36},null,null,"India",2030,{"$f":"INDEX(DataValidation!$D$44:$E$62,MATCH(H110,DataValidation!$B$44:$B$62,0),MATCH(J$102,DataValidation!$D$43:$E$43,0))","v":0.124},{"$f":"INDEX(DataValidation!$D$44:$E$62,MATCH(H110,DataValidation!$B$44:$B$62,0),MATCH(K$102,DataValidation!$D$43:$E$43,0))","v":0.23},null,null,"India",2022,{"$f":"INDEX(DataValidation!$I$44:$I$62,MATCH(N110,DataValidation!$G$44:$G$62,0))","v":0.11}]
[null,null,"Indonesia",{"$f":"INDEX('Default_RawData&Calc'!$J$31:$J$49,MATCH(C111,'Default_RawData&Calc'!$D$31:$D$49,0))","v":2025},{"$f":"INDEX('Default_RawData&Calc'!$I$31:$I$49,MATCH(C111,'Default_RawData&Calc'!$D$31:$D$49,0))","v":0.12352690782275712},null,null,"Indonesia",2030,{"$f":"INDEX(DataValidation!$D$44:$E$62,MATCH(H111,DataValidation!$B$44:$B$62,0),MATCH(J$102,DataValidation!$D$43:$E$43,0))","v":4.2000000000000003E-2},{"$f":"INDEX(DataValidation!$D$44:$E$62,MATCH(H111,DataValidation!$B$44:$B$62,0),MATCH(K$102,DataValidation!$D$43:$E$43,0))","v":0.109},null,null,"Indonesia",2022,{"$f":"INDEX(DataValidation!$I$44:$I$62,MATCH(N111,DataValidation!$G$44:$G$62,0))","v":"NA"}]
[null,null,"Italy",{"$f":"INDEX('Default_RawData&Calc'!$J$31:$J$49,MATCH(C112,'Default_RawData&Calc'!$D$31:$D$49,0))","v":2030},{"$f":"INDEX('Default_RawData&Calc'!$I$31:$I$49,MATCH(C112,'Default_RawData&Calc'!$D$31:$D$49,0))","v":0.29740909639795149},null,null,"Italy",2030,{"$f":"INDEX(DataValidation!$D$44:$E$62,MATCH(H112,DataValidation!$B$44:$B$62,0),MATCH(J$102,DataValidation!$D$43:$E$43,0))","v":0.185},{"$f":"INDEX(DataValidation!$D$44:$E$62,MATCH(H112,DataValidation!$B$44:$B$62,0),MATCH(K$102,DataValidation!$D$43:$E$43,0))","v":0.25900000000000001},null,null,"Italy",2022,{"$f":"INDEX(DataValidation!$I$44:$I$62,MATCH(N112,DataValidation!$G$44:$G$62,0))","v":0.16}]
[null,null,"Japan",{"$f":"INDEX('Default_RawData&Calc'!$J$31:$J$49,MATCH(C113,'Default_RawData&Calc'!$D$31:$D$49,0))","v":2030},{"$f":"INDEX('Default_RawData&Calc'!$I$31:$I$49,MATCH(C113,'Default_RawData&Calc'!$D$31:$D$49,0))","v":8.7000000000000008E-2},null,null,"Japan",2030,{"$f":"INDEX(DataValidation!$D$44:$E$62,MATCH(H113,DataValidation!$B$44:$B$62,0),MATCH(J$102,DataValidation!$D$43:$E$43,0))","v":8.7999999999999995E-2},{"$f":"INDEX(DataValidation!$D$44:$E$62,MATCH(H113,DataValidation!$B$44:$B$62,0),MATCH(K$102,DataValidation!$D$43:$E$43,0))","v":0.22},null,null,"Japan",2022,{"$f":"INDEX(DataValidation!$I$44:$I$62,MATCH(N113,DataValidation!$G$44:$G$62,0))","v":"NA"}]
[null,null,"South Korea",{"$f":"INDEX('Default_RawData&Calc'!$J$31:$J$49,MATCH(C114,'Default_RawData&Calc'!$D$31:$D$49,0))","v":2029},{"$f":"INDEX('Default_RawData&Calc'!$I$31:$I$49,MATCH(C114,'Default_RawData&Calc'!$D$31:$D$49,0))","v":0.1073013767491672},null,null,"South Korea",2030,{"$f":"INDEX(DataValidation!$D$44:$E$62,MATCH(H114,DataValidation!$B$44:$B$62,0),MATCH(J$102,DataValidation!$D$43:$E$43,0))","v":6.6000000000000003E-2},{"$f":"INDEX(DataValidation!$D$44:$E$62,MATCH(H114,DataValidation!$B$44:$B$62,0),MATCH(K$102,DataValidation!$D$43:$E$43,0))","v":0.23699999999999999},null,null,"South Korea",2022,{"$f":"INDEX(DataValidation!$I$44:$I$62,MATCH(N114,DataValidation!$G$44:$G$62,0))","v":"NA"}]
[null,null,"Mexico",{"$f":"INDEX('Default_RawData&Calc'!$J$31:$J$49,MATCH(C115,'Default_RawData&Calc'!$D$31:$D$49,0))","v":2031},{"$f":"INDEX('Default_RawData&Calc'!$I$31:$I$49,MATCH(C115,'Default_RawData&Calc'!$D$31:$D$49,0))","v":0.17699999999999999},null,null,"Mexico",2030,{"$f":"INDEX(DataValidation!$D$44:$E$62,MATCH(H115,DataValidation!$B$44:$B$62,0),MATCH(J$102,DataValidation!$D$43:$E$43,0))","v":8.5000000000000006E-2},{"$f":"INDEX(DataValidation!$D$44:$E$62,MATCH(H115,DataValidation!$B$44:$B$62,0),MATCH(K$102,DataValidation!$D$43:$E$43,0))","v":0.26100000000000001},null,null,"Mexico",2022,{"$f":"INDEX(DataValidation!$I$44:$I$62,MATCH(N115,DataValidation!$G$44:$G$62,0))","v":"NA"}]
[null,null,"Russian Federation",{"$f":"INDEX('Default_RawData&Calc'!$J$31:$J$49,MATCH(C116,'Default_RawData&Calc'!$D$31:$D$49,0))","v":2020},{"$f":"INDEX('Default_RawData&Calc'!$I$31:$I$49,MATCH(C116,'Default_RawData&Calc'!$D$31:$D$49,0))","v":2.5000000000000001E-2},null,null,"Russian Federation",2030,{"$f":"INDEX(DataValidation!$D$44:$E$62,MATCH(H116,DataValidation!$B$44:$B$62,0),MATCH(J$102,DataValidation!$D$43:$E$43,0))","v":7.0000000000000001E-3},{"$f":"INDEX(DataValidation!$D$44:$E$62,MATCH(H116,DataValidation!$B$44:$B$62,0),MATCH(K$102,DataValidation!$D$43:$E$43,0))","v":1.0999999999999999E-2},null,null,"Russian Federation",2022,{"$f":"INDEX(DataValidation!$I$44:$I$62,MATCH(N116,DataValidation!$G$44:$G$62,0))","v":"NA"}]
[null,null,"Saudi Arabia",{"$f":"INDEX('Default_RawData&Calc'!$J$31:$J$49,MATCH(C117,'Default_RawData&Calc'!$D$31:$D$49,0))","v":2025},{"$f":"INDEX('Default_RawData&Calc'!$I$31:$I$49,MATCH(C117,'Default_RawData&Calc'!$D$31:$D$49,0))","v":0.05},null,null,"Saudi Arabia",2030,{"$f":"INDEX(DataValidation!$D$44:$E$62,MATCH(H117,DataValidation!$B$44:$B$62,0),MATCH(J$102,DataValidation!$D$43:$E$43,0))","v":4.8000000000000001E-2},{"$f":"INDEX(DataValidation!$D$44:$E$62,MATCH(H117,DataValidation!$B$44:$B$62,0),MATCH(K$102,DataValidation!$D$43:$E$43,0))","v":7.3999999999999996E-2},null,null,"Saudi Arabia",2022,{"$f":"INDEX(DataValidation!$I$44:$I$62,MATCH(N117,DataValidation!$G$44:$G$62,0))","v":"NA"}]
[null,null,"South Africa",{"$f":"INDEX('Default_RawData&Calc'!$J$31:$J$49,MATCH(C118,'Default_RawData&Calc'!$D$31:$D$49,0))","v":2030},{"$f":"INDEX('Default_RawData&Calc'!$I$31:$I$49,MATCH(C118,'Default_RawData&Calc'!$D$31:$D$49,0))","v":0.10570391025225342},null,null,"South Africa",2030,{"$f":"INDEX(DataValidation!$D$44:$E$62,MATCH(H118,DataValidation!$B$44:$B$62,0),MATCH(J$102,DataValidation!$D$43:$E$43,0))","v":6.5000000000000002E-2},{"$f":"INDEX(DataValidation!$D$44:$E$62,MATCH(H118,DataValidation!$B$44:$B$62,0),MATCH(K$102,DataValidation!$D$43:$E$43,0))","v":0.13900000000000001},null,null,"South Africa",2022,{"$f":"INDEX(DataValidation!$I$44:$I$62,MATCH(N118,DataValidation!$G$44:$G$62,0))","v":"NA"}]
[null,null,"Turkey",{"$f":"INDEX('Default_RawData&Calc'!$J$31:$J$49,MATCH(C119,'Default_RawData&Calc'!$D$31:$D$49,0))","v":2030},{"$f":"INDEX('Default_RawData&Calc'!$I$31:$I$49,MATCH(C119,'Default_RawData&Calc'!$D$31:$D$49,0))","v":0.16},null,null,"Turkey",2030,{"$f":"INDEX(DataValidation!$D$44:$E$62,MATCH(H119,DataValidation!$B$44:$B$62,0),MATCH(J$102,DataValidation!$D$43:$E$43,0))","v":0.17699999999999999},{"$f":"INDEX(DataValidation!$D$44:$E$62,MATCH(H119,DataValidation!$B$44:$B$62,0),MATCH(K$102,DataValidation!$D$43:$E$43,0))","v":0.184},null,null,"Turkey",2022,{"$f":"INDEX(DataValidation!$I$44:$I$62,MATCH(N119,DataValidation!$G$44:$G$62,0))","v":"NA"}]
[null,null,"United Kingdom",{"$f":"INDEX('Default_RawData&Calc'!$J$31:$J$49,MATCH(C120,'Default_RawData&Calc'!$D$31:$D$49,0))","v":2020},{"$f":"INDEX('Default_RawData&Calc'!$I$31:$I$49,MATCH(C120,'Default_RawData&Calc'!$D$31:$D$49,0))","v":0.19427844787840026},null,null,"United Kingdom",2030,{"$f":"INDEX(DataValidation!$D$44:$E$62,MATCH(H120,DataValidation!$B$44:$B$62,0),MATCH(J$102,DataValidation!$D$43:$E$43,0))","v":0.28199999999999997},{"$f":"INDEX(DataValidation!$D$44:$E$62,MATCH(H120,DataValidation!$B$44:$B$62,0),MATCH(K$102,DataValidation!$D$43:$E$43,0))","v":0.56499999999999995},null,null,"United Kingdom",2022,{"$f":"INDEX(DataValidation!$I$44:$I$62,MATCH(N120,DataValidation!$G$44:$G$62,0))","v":0.26}]
[null,null,"United States of America",{"$f":"INDEX('Default_RawData&Calc'!$J$31:$J$49,MATCH(C121,'Default_RawData&Calc'!$D$31:$D$49,0))","v":2030},{"$f":"INDEX('Default_RawData&Calc'!$I$31:$I$49,MATCH(C121,'Default_RawData&Calc'!$D$31:$D$49,0))","v":0.18363952474221396},null,null,"United States of America",2030,{"$f":"INDEX(DataValidation!$D$44:$E$62,MATCH(H121,DataValidation!$B$44:$B$62,0),MATCH(J$102,DataValidation!$D$43:$E$43,0))","v":6.7000000000000004E-2},{"$f":"INDEX(DataValidation!$D$44:$E$62,MATCH(H121,DataValidation!$B$44:$B$62,0),MATCH(K$102,DataValidation!$D$43:$E$43,0))","v":0.3},null,null,"United States of America",2022,{"$f":"INDEX(DataValidation!$I$44:$I$62,MATCH(N121,DataValidation!$G$44:$G$62,0))","v":0.12}]
[]
[null,null,{"$f":"\"Target: \"&SelectedDefaultCountry&\"'s mid-term target\"","v":"Target: United States of America's mid-term target"},{"$f":"INDEX(D103:D121,MATCH($D$43,$C$103:$C$121,0))","v":2030},{"$f":"INDEX(E103:E121,MATCH($D$43,$C$50:$C$68,0))","v":0.18363952474221396},null,null,{"$f":"\"Projection: IRENA Reference Case\"","v":"Projection: IRENA Reference Case"},{"$f":"INDEX(I103:I121,MATCH($D$43,$C$103:$C$121,0))","v":2030},{"$f":"INDEX(J103:J121,MATCH($D$43,$H$103:$H$121,0))","v":6.7000000000000004E-2},null,null,null,{"$f":"\"Projection: IEA Renewables (2017 Edition)\"","v":"Projection: IEA Renewables (2017 Edition)"},{"$f":"INDEX(O103:O121,MATCH($D$43,$C$103:$C$121,0))","v":2022},{"$f":"INDEX(P103:P121,MATCH($D$43,$C$50:$C$68,0))","v":0.12}]
[null,null,null,null,null,null,null,{"$f":"\"Projection: IRENA REmap\"","v":"Projection: IRENA REmap"},{"$f":"INDEX(I103:I121,MATCH($D$43,$C$103:$C$121,0))","v":2030},null,{"$f":"INDEX(K103:K121,MATCH($D$43,$H$103:$H$121,0))","v":0.3}]
[]
[]
[null,"PRIMES Projections (EU countries)"]
[]
[null,null,null,2000,2005,2010,2015,2020,2025,2030,2035,2040,2045,2050]
[null,null,"Italy",{"$f":"INDEX(Primes_VRE_data,MATCH($C130,Primes_VRE_country,0),MATCH(D$129,Primes_VRE_year,0))","v":2.1486176608962698E-3},8.0009432691011996E-3,3.6924353940951823E-2,0.13162866990573482,0.12699866992288081,0.18184802284373963,0.20658891099771312,0.20033332006120347,0.21031357339550061,0.30119903597107911,0.35891808841865441]
[null,null,"France",1.5299506497625778E-4,1.7047254499407546E-3,1.8729241698009155E-2,5.1553909250878119E-2,0.14546802632307329,0.17444069526753056,0.20458225055926205,0.20766273247496422,0.25431727896516632,0.28646224433951456,0.3837638148425]
[null,null,"Germany",1.644554640555081E-2,4.6300746995777853E-2,7.9031828185571584E-2,0.15605689382277055,0.2635342612062348,0.2732724427183823,0.30914719595568013,0.31233966996332746,0.32846786231191899,0.39801727900587947,0.43061821710217302]
[]
[null,null,{"$f":"\"Projection: PRIMES REF2016 scenario\"","v":"Projection: PRIMES REF2016 scenario"},{"$f":"IF(INDEX(D130:D132,MATCH($D$43,$C$130:$C$132,0))=0,\"N/A\",INDEX(D130:D132,MATCH($D$43,$C$130:$C$132,0)))","v":{"$error":"#N/A"}},{"$f":"INDEX(E130:E132,MATCH($D$43,$C$130:$C$132,0))","v":{"$error":"#N/A"}},{"$error":"#N/A"},{"$error":"#N/A"},{"$error":"#N/A"},{"$error":"#N/A"},{"$error":"#N/A"},{"$error":"#N/A"},{"$error":"#N/A"},{"$error":"#N/A"},{"$error":"#N/A"}]
[]
[]
[null,"IEA WEO2018 Projections"]
[]
[null,null,"Country",2025,2030,2035,2040]
[null,null,{"$f":"Default_CountryAll","v":"Argentina"},{"$f":"INDEX(WEO2018_data,MATCH($C140,WEO2018_countries,0),MATCH(D$139,WEO2018_years,0))","v":"NA"},"NA","NA","NA"]
[null,null,"Australia","NA","NA","NA","NA"]
[null,null,"Brazil",0.10664819944598337,0.12242424242424242,0.1276595744680851,0.13857677902621723]
[null,null,"Canada","NA","NA","NA","NA"]
[null,null,"China",0.12284983728498373,0.1357295591080338,0.14728255888552835,0.1594715139274594]
[null,null,"France","NA","NA","NA","NA"]
[null,null,"Germany","NA","NA","NA","NA"]
[null,null,"India",0.130859375,0.16972477064220184,0.1998016856717898,0.23159414312229326]
[null,null,"Indonesia","NA","NA","NA","NA"]
[null,null,"Italy","NA","NA","NA","NA"]
[null,null,"Japan",7.9889807162534437E-2,8.4086799276672688E-2,8.9777777777777776E-2,9.5614035087719304E-2]
[null,null,"South Korea","NA","NA","NA","NA"]
[null,null,"Mexico","NA","NA","NA","NA"]
[null,null,"Russian Federation",4.180602006688963E-3,5.5161544523246652E-3,5.9127864005912786E-3,9.688581314878892E-3]
[null,null,"Saudi Arabia","NA","NA","NA","NA"]
[null,null,"South Africa","NA","NA","NA","NA"]
[null,null,"Turkey","NA","NA","NA","NA"]
[null,null,"United Kingdom","NA","NA","NA","NA"]
[null,null,"United States of America",0.13600540418824589,0.15236427320490367,0.16942675159235668,0.18948881133237527]
[]
[null,null,{"$f":"\"Projection: IEA WEO 2018\"","v":"Projection: IEA WEO 2018"},{"$f":"INDEX(D140:D158,MATCH($D$43,$C$140:$C$158,0))","v":0.13600540418824589},{"$f":"INDEX(E140:E158,MATCH($D$43,$C$140:$C$158,0))","v":0.15236427320490367},0.16942675159235668,0.18948881133237527]
[]
[]
[null,"CTI tool Projections"]
[]
[null,null,null,2005,2010,2011,2012,2013,2014,2015,2016,2017,2018,2019,2020,2021,2022,2023,2024,2025,2026,2027,2028,2029,2030]
[null,null,"China",{"$f":"INDEX(CTItools_data,MATCH($C166,CTItools_countries,0),MATCH(D$165,CTItools_year,0))","v":8.4464492319210216E-4},1.0770240571256922E-2,1.5466263252404492E-2,2.2266372385908038E-2,2.7241737115711574E-2,3.1988987797735582E-2,3.9129260500907814E-2,5.0555887657199094E-2,6.2008060128348662E-2,7.1435809093748956E-2,{"$f":"INDEX(CTItools_data,MATCH($C166,CTItools_countries,0),MATCH(N$165,CTItools_year,0))","v":8.149277407783001E-2},8.6006583519143046E-2,8.9916522377544786E-2,9.4991406394362751E-2,0.10038750365970303,0.10607603737547279,0.1124327226443792,0.11746790650788175,0.12174380322353126,0.12923631673239785,0.14244416338220434,0.15921040669795808]
[null,null,"United States of America",4.560194301352483E-3,2.3787859628602991E-2,3.0585126821295546E-2,3.7069118496414304E-2,4.5298422703160465E-2,5.1259276887790882E-2,5.6349877526778572E-2,6.9305702638261968E-2,7.7530510197495142E-2,8.5876444075192945E-2,9.7854682370910287E-2,0.1238138743585345,0.14306739641455207,0.1571333417626502,0.16649074640165887,0.17554346014404593,0.18517972141216141,0.19328673107168776,0.20120737994958121,0.20941375198419068,0.21786179540778963,0.22908432005343354]
[null,null,"Mexico",3.9058651077089714E-5,4.2267670532824004E-3,9.3058383065428851E-3,1.3507719894452373E-2,1.783388543649677E-2,2.1853914816321058E-2,2.8902638136290112E-2,3.4165801347292912E-2,4.4363837913194398E-2,9.0598976116841784E-2,0.12301788812177322,0.13477337070857781,0.13346986561630955,0.13273409680505971,0.13227458100515929,0.14969883308984533,0.17050698322116711,0.19632420754451954,0.22956497028654893,0.26756590112755729,0.31172786655822737,0.36393550996074775]
[]
[null,null,{"$f":"\"Projection: CTI tool\"","v":"Projection: CTI tool"},{"$f":"IF(INDEX(D166:D168,MATCH($D$43,$C$166:$C$168,0))=0,\"N/A\",INDEX(D166:D168,MATCH($D$43,$C$166:$C$168,0)))","v":4.560194301352483E-3},{"$f":"IF(INDEX(E166:E168,MATCH($D$43,$C$166:$C$168,0))=0,\"N/A\",INDEX(E166:E168,MATCH($D$43,$C$166:$C$168,0)))","v":2.3787859628602991E-2},3.0585126821295546E-2,3.7069118496414304E-2,4.5298422703160465E-2,5.1259276887790882E-2,5.6349877526778572E-2,6.9305702638261968E-2,7.7530510197495142E-2,8.5876444075192945E-2,9.7854682370910287E-2,0.1238138743585345,0.14306739641455207,0.1571333417626502,0.16649074640165887,0.17554346014404593,0.18517972141216141,0.19328673107168776,0.20120737994958121,0.20941375198419068,0.21786179540778963,0.22908432005343354]
[]
[]
[null,"Argentina (Plataforma 2015)"]
[]
[null,null,null,2014,2035]
[null,null,"Argentina",{"$f":"DataValidation!J22","v":4.5865205546919488E-3},{"$f":"DataValidation!K22","v":3.5704855210329255E-2}]
[]
[null,null,{"$f":"\"Projection: Plataforma 2015\"","v":"Projection: Plataforma 2015"},{"$f":"IF(INDEX(D176,MATCH($D$43,$C$176,0))=0,\"N/A\",INDEX(D176,MATCH($D$43,$C$176,0)))","v":{"$error":"#N/A"}},{"$f":"IF(INDEX(E176,MATCH($D$43,$C$176,0))=0,\"N/A\",INDEX(E176,MATCH($D$43,$C$176,0)))","v":{"$error":"#N/A"}}]

{"sheet":"Calculations>>","index":5,"n_rows":0,"n_cols":0,"rows_kept":0,"cut":false,"hidden":false,"merged":[]}

{"sheet":"BackgroundCalculations","index":6,"n_rows":403,"n_cols":13,"rows_kept":403,"cut":false,"hidden":false,"merged":[[50,1,50,3],[32,1,34,1],[49,9,49,11],[40,1,42,1],[36,1,38,1],[44,1,46,1]]}
[]
[null,"Background calculations for VRE (share of wind and solar) electricity of total generated electricity"]
[]
[]
[null,"A) Input data"]
[]
[null,{"$f":"Default_InputData!E7","v":"Policies affecting the ceiling of VRE share"}]
[]
[null,null,null,"Current policy","Good practice","No Policy","Weight","Ratio",null,"Selected combination"]
[null,{"$f":"Default_InputData!G11","v":"Long-term transition plan for the electricity system"},null,{"$f":"INDEX(Dashboard!$K$15:$K$47,MATCH($B10,Dashboard!$H$15:$H$47,0),1)","v":0},{"$f":"INDEX(Dashboard!$P$15:$P$47,MATCH($B10,Dashboard!$H$15:$H$47,0),1)","v":100},{"$f":"INDEX(Dashboard!$S$15:$S$47,MATCH($B10,Dashboard!$H$15:$H$47,0),1)","v":0},{"$f":"INDEX(Dashboard!$N$15:$N$47,MATCH($B10,Dashboard!$H$15:$H$47,0),1)","v":0.17},{"$f":"IF((D10-F10)/(E10-F10)>100%,100%,IF((D10-F10)/(E10-F10)<0%,0%,(D10-F10)/(E10-F10)))","v":0},null,null,{"$f":"SelectedCountry&\"_Default\"","v":"United States of America_Default"},"SelectedCountry_Data_Scenario"]
[null,{"$f":"Default_InputData!G12","v":"Long-term RE target ambition"},null,{"$f":"INDEX(Dashboard!$K$15:$K$47,MATCH($B11,Dashboard!$H$15:$H$47,0),1)","v":37},{"$f":"INDEX(Dashboard!$P$15:$P$47,MATCH($B11,Dashboard!$H$15:$H$47,0),1)","v":100},{"$f":"INDEX(Dashboard!$S$15:$S$47,MATCH($B11,Dashboard!$H$15:$H$47,0),1)","v":0},{"$f":"INDEX(Dashboard!$N$15:$N$47,MATCH($B11,Dashboard!$H$15:$H$47,0),1)","v":0.17},{"$f":"IF((D11-F11)/(E11-F11)>100%,100%,IF((D11-F11)/(E11-F11)<0%,0%,(D11-F11)/(E11-F11)))","v":0.37}]
[null,{"$f":"Default_InputData!G14","v":"VRE in grid codes"},null,{"$f":"INDEX(Dashboard!$K$15:$K$47,MATCH($B12,Dashboard!$H$15:$H$47,0),1)","v":100},{"$f":"INDEX(Dashboard!$P$15:$P$47,MATCH($B12,Dashboard!$H$15:$H$47,0),1)","v":100},{"$f":"INDEX(Dashboard!$S$15:$S$47,MATCH($B12,Dashboard!$H$15:$H$47,0),1)","v":0},{"$f":"INDEX(Dashboard!$N$15:$N$47,MATCH($B12,Dashboard!$H$15:$H$47,0),1)","v":0.11},1,null,"Ceiling factor"]
[null,{"$f":"Default_InputData!G15","v":"Support schemes for demand-side management (DSM)"},null,{"$f":"INDEX(Dashboard!$K$15:$K$47,MATCH($B13,Dashboard!$H$15:$H$47,0),1)","v":100},{"$f":"INDEX(Dashboard!$P$15:$P$47,MATCH($B13,Dashboard!$H$15:$H$47,0),1)","v":100},{"$f":"INDEX(Dashboard!$S$15:$S$47,MATCH($B13,Dashboard!$H$15:$H$47,0),1)","v":0},{"$f":"INDEX(Dashboard!$N$15:$N$47,MATCH($B13,Dashboard!$H$15:$H$47,0),1)","v":0.11},1,null,null,null,{"$f":"SUMPRODUCT($H$10:$H$15,$G$10:$G$15)/SUM($G$10:$G$15)","v":0.72289999999999999},"Ceiling"]
[null,{"$f":"Default_InputData!G16","v":"Storage promotion & flexible supply-side policies"},null,{"$f":"INDEX(Dashboard!$K$15:$K$47,MATCH($B14,Dashboard!$H$15:$H$47,0),1)","v":100},{"$f":"INDEX(Dashboard!$P$15:$P$47,MATCH($B14,Dashboard!$H$15:$H$47,0),1)","v":100},{"$f":"INDEX(Dashboard!$S$15:$S$47,MATCH($B14,Dashboard!$H$15:$H$47,0),1)","v":0},{"$f":"INDEX(Dashboard!$N$15:$N$47,MATCH($B14,Dashboard!$H$15:$H$47,0),1)","v":0.11},1,null,"Growth factor"]
[null,{"$f":"Default_InputData!G18","v":"System integration: markets measures"},null,{"$f":"INDEX(Dashboard!$K$15:$K$47,MATCH($B15,Dashboard!$H$15:$H$47,0),1)","v":100},{"$f":"INDEX(Dashboard!$P$15:$P$47,MATCH($B15,Dashboard!$H$15:$H$47,0),1)","v":100},{"$f":"INDEX(Dashboard!$S$15:$S$47,MATCH($B15,Dashboard!$H$15:$H$47,0),1)","v":0},{"$f":"INDEX(Dashboard!$N$15:$N$47,MATCH($B15,Dashboard!$H$15:$H$47,0),1)","v":0.33},1,null,null,null,{"$f":"SUMPRODUCT($H$18:$H$23,$G$18:$G$23)/SUM($G$18:$G$23)","v":0.45700000000000007}]
[null,null,null,null,null,null,null,null,null,"Growth barrier"]
[null,{"$f":"Default_InputData!E20","v":"Policies affecting the pace of growth of VRE share"},null,null,null,null,null,null,null,null,null,{"$f":"SUMPRODUCT($H$26:$H$28,$G$26:$G$28)","v":7.5000000000000011E-2}]
[null,{"$f":"Default_InputData!G24","v":"Mid-term RE target ambition"},null,{"$f":"INDEX(Dashboard!$K$15:$K$47,MATCH($B18,Dashboard!$H$15:$H$47,0),1)","v":33},{"$f":"INDEX(Dashboard!$P$15:$P$47,MATCH($B18,Dashboard!$H$15:$H$47,0),1)","v":100},{"$f":"INDEX(Dashboard!$S$15:$S$47,MATCH($B18,Dashboard!$H$15:$H$47,0),1)","v":0},{"$f":"INDEX(Dashboard!$N$15:$N$47,MATCH($B18,Dashboard!$H$15:$H$47,0),1)","v":0.1},{"$f":"IF((D18-F18)/(E18-F18)>100%,100%,IF((D18-F18)/(E18-F18)<0%,0%,(D18-F18)/(E18-F18)))","v":0.33},null,"Overall growth factor"]
[null,{"$f":"Default_InputData!G25","v":"Policies to level the playing field: shift away from coal/oil"},null,{"$f":"INDEX(Dashboard!$K$15:$K$47,MATCH($B19,Dashboard!$H$15:$H$47,0),1)","v":0},{"$f":"INDEX(Dashboard!$P$15:$P$47,MATCH($B19,Dashboard!$H$15:$H$47,0),1)","v":100},{"$f":"INDEX(Dashboard!$S$15:$S$47,MATCH($B19,Dashboard!$H$15:$H$47,0),1)","v":0},{"$f":"INDEX(Dashboard!$N$15:$N$47,MATCH($B19,Dashboard!$H$15:$H$47,0),1)","v":0.1},0,null,null,null,{"$f":"L15*(1-L17)","v":0.42272500000000007},"growth"]
[null,{"$f":"Default_InputData!G27","v":"Direct support policies (RPS and feed-in schemes, tax measures)"},null,{"$f":"INDEX(Dashboard!$K$15:$K$47,MATCH($B20,Dashboard!$H$15:$H$47,0),1)","v":25},{"$f":"INDEX(Dashboard!$P$15:$P$47,MATCH($B20,Dashboard!$H$15:$H$47,0),1)","v":100},{"$f":"INDEX(Dashboard!$S$15:$S$47,MATCH($B20,Dashboard!$H$15:$H$47,0),1)","v":0},{"$f":"INDEX(Dashboard!$N$15:$N$47,MATCH($B20,Dashboard!$H$15:$H$47,0),1)","v":0.2},0.25,null,"Optional barrier factor"]
[null,{"$f":"Default_InputData!G28","v":"Reliability of RE policies"},null,{"$f":"INDEX(Dashboard!$K$15:$K$47,MATCH($B21,Dashboard!$H$15:$H$47,0),1)","v":31},{"$f":"INDEX(Dashboard!$P$15:$P$47,MATCH($B21,Dashboard!$H$15:$H$47,0),1)","v":100},{"$f":"INDEX(Dashboard!$S$15:$S$47,MATCH($B21,Dashboard!$H$15:$H$47,0),1)","v":0},{"$f":"INDEX(Dashboard!$N$15:$N$47,MATCH($B21,Dashboard!$H$15:$H$47,0),1)","v":0.2},0.31,null,null,null,{"$f":"H29*G29","v":1.0000000000000002E-2},"Barrier_factor"]
[null,{"$f":"Default_InputData!G29","v":"Ensuring realization"},null,{"$f":"INDEX(Dashboard!$K$15:$K$47,MATCH($B22,Dashboard!$H$15:$H$47,0),1)","v":100},{"$f":"INDEX(Dashboard!$P$15:$P$47,MATCH($B22,Dashboard!$H$15:$H$47,0),1)","v":100},{"$f":"INDEX(Dashboard!$S$15:$S$47,MATCH($B22,Dashboard!$H$15:$H$47,0),1)","v":0},{"$f":"INDEX(Dashboard!$N$15:$N$47,MATCH($B22,Dashboard!$H$15:$H$47,0),1)","v":0.2},1,null,"incentive"]
[null,{"$f":"Default_InputData!G31","v":"Energy efficiency policy"},null,{"$f":"INDEX(Dashboard!$K$15:$K$47,MATCH($B23,Dashboard!$H$15:$H$47,0),1)","v":56},{"$f":"INDEX(Dashboard!$P$15:$P$47,MATCH($B23,Dashboard!$H$15:$H$47,0),1)","v":100},{"$f":"INDEX(Dashboard!$S$15:$S$47,MATCH($B23,Dashboard!$H$15:$H$47,0),1)","v":0},{"$f":"INDEX(Dashboard!$N$15:$N$47,MATCH($B23,Dashboard!$H$15:$H$47,0),1)","v":0.2},0.56000000000000005,null,null,null,{"$f":"growth-Barrier_factor","v":0.41272500000000006},"incentive"]
[]
[null,{"$f":"Default_InputData!E35","v":"Barriers to the pace of growth"}]
[null,{"$f":"Default_InputData!G39","v":"Fossil fuel production"},null,{"$f":"INDEX(Dashboard!$K$15:$K$47,MATCH($B26,Dashboard!$H$15:$H$47,0),1)","v":100},{"$f":"INDEX(Dashboard!$P$15:$P$47,MATCH($B26,Dashboard!$H$15:$H$47,0),1)","v":100},{"$f":"INDEX(Dashboard!$S$15:$S$47,MATCH($B26,Dashboard!$H$15:$H$47,0),1)","v":0},{"$f":"INDEX(Dashboard!$N$15:$N$47,MATCH($B26,Dashboard!$H$15:$H$47,0),1)","v":0.05},{"$f":"IF((D26-F26)/(E26-F26)>100%,100%,IF((D26-F26)/(E26-F26)<0%,0%,(D26-F26)/(E26-F26)))","v":1}]
[null,{"$f":"Default_InputData!G41","v":"Administrative procedures - Permit granting procedures"},null,{"$f":"INDEX(Dashboard!$K$15:$K$47,MATCH($B27,Dashboard!$H$15:$H$47,0),1)","v":50},{"$f":"INDEX(Dashboard!$P$15:$P$47,MATCH($B27,Dashboard!$H$15:$H$47,0),1)","v":100},{"$f":"INDEX(Dashboard!$S$15:$S$47,MATCH($B27,Dashboard!$H$15:$H$47,0),1)","v":0},{"$f":"INDEX(Dashboard!$N$15:$N$47,MATCH($B27,Dashboard!$H$15:$H$47,0),1)","v":0.05},0.5]
[null,{"$f":"Default_InputData!G42","v":"Administrative procedures - Siting / zoning"},null,{"$f":"INDEX(Dashboard!$K$15:$K$47,MATCH($B28,Dashboard!$H$15:$H$47,0),1)","v":0},{"$f":"INDEX(Dashboard!$P$15:$P$47,MATCH($B28,Dashboard!$H$15:$H$47,0),1)","v":100},{"$f":"INDEX(Dashboard!$S$15:$S$47,MATCH($B28,Dashboard!$H$15:$H$47,0),1)","v":0},{"$f":"INDEX(Dashboard!$N$15:$N$47,MATCH($B28,Dashboard!$H$15:$H$47,0),1)","v":0.05},0]
[null,{"$f":"Default_InputData!G47","v":"Financial & non-financial determinants and macroeconomic fundamentals"},null,{"$f":"INDEX(Dashboard!$K$15:$K$47,MATCH($B29,Dashboard!$H$15:$H$47,0),1)","v":20},{"$f":"INDEX(Dashboard!$P$15:$P$47,MATCH($B29,Dashboard!$H$15:$H$47,0),1)","v":100},{"$f":"INDEX(Dashboard!$S$15:$S$47,MATCH($B29,Dashboard!$H$15:$H$47,0),1)","v":0},{"$f":"INDEX(Dashboard!$N$15:$N$47,MATCH($B29,Dashboard!$H$15:$H$47,0),1)","v":0.05},0.2]
[]
[null,null,"Parameter","Value","Comment/Source",null,null,"t (year)","y (%VRE)","Comment/Source"]
[]
[null,{"$f":"D33","v":"Denmark"},"Country","Denmark",null,null,"t1",1995,{"$f":"INDEX(HistVREShare_Data,MATCH($D$37,HistVREShare_Country,0),MATCH($H$33,HistVREShare_Year,0))","v":3.2020240491865713E-2},"IEA 2018 Energy Balances"]
[null,null,"amp_ideal",1,"For ideal curve assuming 100% VRE",null,"t2",2015,{"$f":"INDEX(HistVREShare_Data,MATCH($D$37,HistVREShare_Country,0),MATCH($H$34,HistVREShare_Year,0))","v":0.50912043114765426},"IEA 2018 Energy Balances"]
[null,null,"beta_ideal",{"$f":"(LN(1/I33-1)-LN(1/I34-1))/(H34-H33)","v":0.17226643654085633},null,null,"t0",{"$f":"LN(1/I33-1)/D39+H33","v":2014.7882015074565}]
[]
[null,"Good Practice","Country","Denmark","Country on which good practice curve growth is based on",null,null,{"$f":"INDEX($B$53:$B$193,MATCH(I37,$D$53:$D$193,1))","v":1988},0.01]
[null,null,"amp_ideal",0.7,"Ceiling for good practice curve",null,null,{"$f":"INDEX($B$83:$B$193,MATCH(I38,$D$83:$D$193,1))","v":2041},0.99]
[null,null,"beta_ideal",{"$f":"(LN(1/I33-1)-LN(1/I34-1))/(H34-H33)","v":0.17226643654085633},"Pace of growth for good practice curve",null,"duration_1 (years)",{"$f":"H38-H37","v":53},"years","Saturation period for good practice curve"]
[]
[null,"Current policy","Country",{"$f":"IF(COUNTIF(HistVREShare_Country,SelectedCountry)>0,SelectedCountry,\"Other\")","v":"United States of America"},null,null,"t1",{"$f":"IF(MIN(HistVREShare!$C$5:$BG$5)=0,$H$34,MIN(HistVREShare!$C$5:$BG$5))","v":1983},{"$f":"INDEX(HistVREShare_Data,MATCH($D$41,HistVREShare_Country,0),MATCH(start_yr,HistVREShare_Year,0))","v":1.2249697840786593E-6},"IEA 2018 Energy Balances"]
[null,null,"amp_fact",{"$f":"amp_0+(amp_ideal-amp_0)*Ceiling","v":0.58915999999999991},"Ceiling for current policy curve",null,"t2",{"$f":"IF(MIN(MAX(HistVREShare!$C$5:$BG$5),2015)=0,$H$34,(MIN(MAX(HistVREShare!$C$5:$BG$5),$H$34)))","v":2015},{"$f":"INDEX(HistVREShare_Data,MATCH($D$41,HistVREShare_Country,0),MATCH($H$42,HistVREShare_Year,0))","v":5.3205596027784657E-2},"IEA 2018 Energy Balances"]
[null,null,"beta_fact",{"$f":"(beta_ideal-beta_0)*incentive+beta_0","v":0.1048212555278354},"Pace of growth for current policy curve"]
[null,null,null,null,null,null,"Threshold",0.01,{"$f":"\"If % VRE in curernt year (\"&$H$34&\") is lower than 1%, the policy curve starts at 1%\"","v":"If % VRE in curernt year (2015) is lower than 1%, the policy curve starts at 1%"}]
[null,"No Policy",null,0.3,"Ceiling for no policy curve"]
[null,null,"amp_0",{"$f":"MAX($D$45,$I$42+Threshold)","v":0.3}]
[null,null,"beta_0",{"$f":"beta_ideal/3","v":5.7422145513618773E-2},"Pace of growth for no policy curve"]
[]
[null,"B) Constructing the S-curve"]
[]
[null,{"$f":"D37&\"'s ideal s-curve\"","v":"Denmark's ideal s-curve"},null,null,null,null,null,null,"good practice","no policy","current policy"]
[null,"x (year)",{"$f":"\"Historical VRE share for \"&D37","v":"Historical VRE share for Denmark"},{"$f":"\"Ideal s-curve for \" &D37& \" with 100% VRE\"","v":"Ideal s-curve for Denmark with 100% VRE"},null,"x","x_adj",null,"y_ideal","y_0","y_fact"]
[null,1960,{"$f":"IFERROR(INDEX(HistVREShare_Data,MATCH($D$37,HistVREShare_Country,0),MATCH($B53,HistVREShare_Year,0)),\"\")","v":0},{"$f":"$D$34/(1+EXP(-$D$35*(B53-$H$35)))","v":7.9619791336878008E-5},null,{"$f":"-1.5*duration_1","v":-79.5},{"$f":"$H$37","v":1988},null,{"$f":"amp_ideal/(1+EXP(-beta_ideal*F53))","v":7.8950649480650048E-7},{"$f":"amp_0/(1+EXP(-beta_0*F53))","v":3.0906037519090358E-3},{"$f":"amp_fact/(1+EXP(-beta_fact*F53))","v":1.4158820886852832E-4}]
[null,1961,0,9.4586443784667616E-5,null,{"$f":"F53+1","v":-78.5},{"$f":"G53+1","v":1989},null,9.379290295197498E-7,3.2712753157447521E-3,{"$f":"amp_fact/(1+EXP(-beta_fact*F54))","v":1.5723124259076955E-4}]
[null,1962,0,1.1236615953783971E-4,null,{"$f":"F54+1","v":-77.5},{"$f":"G54+1","v":1990},null,1.1142540753454567E-6,3.4623854740973878E-3,1.7460204706819428E-4]
[null,1963,0,1.3348753904082503E-4,null,-76.5,1991,null,1.3237271121315192E-6,3.6645225373888369E-3,1.9389133487698442E-4]
[null,1964,0,1.5857845814660462E-4,null,-75.5,1992,null,1.5725797262825432E-6,3.8783061974328108E-3,2.1531084173668854E-4]
[null,1965,0,1.8838469084558261E-4,null,-74.5,1993,null,1.8682149874947556E-6,4.1043889873134624E-3,2.3909563749745509E-4]
[null,1966,0,2.2379201632317982E-4,null,-73.5,1994,null,2.2194276729218576E-6,4.3434577827047797E-3,2.655066896501678E-4]
[null,1967,0,2.6585245854549575E-4,null,-72.5,1995,null,2.6366658889275155E-6,4.5962353421999998E-3,2.948337065991178E-4]
[null,1968,0,3.1581542562515805E-4,null,-71.5,1996,null,3.1323418715762602E-6,4.863481883584638E-3,3.2739829079226029E-4]
[null,1969,0,3.7516465650392668E-4,null,-70.5,1997,null,3.7212012092675706E-6,5.1459966922712411E-3,3.6355743493922838E-4]
[null,1970,0,4.4566204752617352E-4,null,-69.5,1998,null,4.420761467836513E-6,5.4446197573116122E-3,4.0370739798475621E-4]
[null,1971,{"$f":"IFERROR(INDEX(HistVREShare_Data,MATCH($D$37,HistVREShare_Country,0),MATCH($B64,HistVREShare_Year,0)),\"\")","v":0},5.2939962526014417E-4,null,-68.5,1999,null,5.2518332615691381E-6,5.7602334295058129E-3,4.4828800126823994E-4]
[null,1972,0,6.2886115892556659E-4,null,-67.5,2000,null,6.239139264103024E-6,6.0937640951294302E-3,4.977873894123668E-4]
[null,1973,0,7.4699517094433982E-4,null,-66.5,2001,null,7.4120495637441581E-6,6.4461838576939266E-3,5.527473049683336E-4]
[null,1974,0,8.8730141278269578E-4,null,-65.5,2002,null,8.8054552245476983E-6,6.8185122189319851E-3,6.1376893072449454E-4]
[null,1975,0,1.0539332309985967E-3,null,-64.5,2003,null,1.0460806019902284E-5,7.211817748853472E-3,6.8151935887994844E-4]
[null,1976,{"$f":"IFERROR(INDEX(HistVREShare_Data,MATCH($D$37,HistVREShare_Country,0),MATCH($B69,HistVREShare_Year,0)),\"\")","v":0},1.2518186608657981E-3,null,-63.5,2004,null,1.2427343180721704E-5,7.6272197332412023E-3,7.5673875201217472E-4]
[null,1977,0,1.4868035573476289E-3,null,-62.5,2005,null,1.4763563789690544E-5,8.0658897853427992E-3,8.4024826694166933E-4]
[null,1978,1.4692918013517486E-4,1.7658206097460171E-3,null,-61.5,2006,null,1.7538960327096409E-5,8.5290534067604274E-3,9.3295881922350783E-4]
[null,1979,2.7135814752837951E-4,2.0970886892645972E-3,null,-60.5,2007,null,2.0836087035053245E-5,9.0179914806397515E-3,1.0358807730742388E-3]
[null,1980,{"$f":"IFERROR(INDEX(HistVREShare_Data,MATCH($D$37,HistVREShare_Country,0),MATCH($B73,HistVREShare_Year,0)),\"\")","v":4.109844946758827E-4},2.4903476467681659E-3,null,-59.5,2008,null,2.4753014455256743E-5,9.5340416782106439E-3,1.1501346490590276E-3]
[null,1981,5.5659565855386325E-4,2.9571344044193055E-3,null,-58.5,2009,null,2.940624499493827E-5,1.0078599757534246E-2,1.2769629497898071E-3]
[null,1982,8.0080923880974453E-4,3.5111069542945461E-3,null,-57.5,2010,null,3.4934176022704043E-5,1.0653120730965887E-2,1.4177432121714195E-3]
[null,1983,1.2173677803327472E-3,4.1684236613878031E-3,null,-56.5,2011,null,4.1501213188291796E-5,1.1259119875355817E-2,1.5740024033047378E-3]
[null,1984,1.4555398729710657E-3,4.948186020747097E-3,null,-55.5,2012,null,4.9302655868124442E-5,1.1898173556388482E-2,1.7474327859058223E-3]
[null,1985,1.7499313752401867E-3,5.8729536652217789E-3,null,-54.5,2013,null,5.8570499417065655E-5,1.2571919835718735E-2,1.9399093878792492E-3]
[null,1986,4.0931683071825358E-3,6.96934085013373E-3,null,-53.5,2014,null,6.95803259106856E-5,1.3282058826718176E-2,2.15350921929062E-3]
[null,1987,5.9005052731527013E-3,8.2687036908856842E-3,null,-52.5,2015,null,8.2659487062640541E-5,1.4030352761720599E-2,2.3905323881518959E-3]
[null,1988,1.0402565016031351E-2,9.8079268655071102E-3,null,-51.5,2016,null,9.8196820904821827E-5,1.4818625730683162E-2,2.6535252738178572E-3]
[null,1989,1.866306196310993E-2,1.1630316989649878E-2,null,-50.5,2017,null,1.1665418868699204E-4,1.5648763048197862E-2,2.9453059229483532E-3]
[null,1990,{"$f":"IFERROR(INDEX(HistVREShare_Data,MATCH($D$37,HistVREShare_Country,0),MATCH($B83,HistVREShare_Year,0)),\"\")","v":2.3477792317758449E-2},1.3786606979490299E-2,null,-49.5,2018,null,1.3858017153184194E-4,1.6522710202844064E-2,3.268991837355606E-3]
[null,1991,2.0249008072239706E-2,1.6336070840901721E-2,null,-48.5,2019,null,1.6462632912195085E-4,1.7442471340023538E-2,3.6280303249198974E-3]
[null,1992,2.9767714229943391E-2,{"$f":"$D$34/(1+EXP(-$D$35*(B85-$H$35)))","v":1.9347740683901406E-2},null,-47.5,2020,null,{"$f":"amp_ideal/(1+EXP(-beta_ideal*F85))","v":1.9556649678333774E-4},{"$f":"amp_0/(1+EXP(-beta_0*F85))","v":1.8410107226733505E-2},{"$f":"amp_fact/(1+EXP(-beta_fact*F85))","v":4.0262315832380654E-3}]
[null,1993,3.0435038558897981E-2,2.2901706381311206E-2,null,-46.5,2021,null,2.323196847162579E-4,1.9427732644289361E-2,4.4678046796767139E-3]
[null,1994,2.8020109418896939E-2,2.70904619898556E-2,null,-45.5,2022,null,2.7597724604969608E-4,2.0497513152898994E-2,4.9573965797002238E-3]
[null,1995,3.2020240491865713E-2,3.202024049186588E-2,null,-44.5,2023,null,3.2783510141990465E-4,2.1621661170319745E-2,5.500134356108465E-3]
[null,1996,2.2899481169049309E-2,3.7812248218836282E-2,null,-43.5,2024,null,3.8943194978693365E-4,2.280243130571501E-2,6.1016706831937013E-3]
[null,1997,4.3642107638497123E-2,4.4603671313757406E-2,null,-42.5,2025,null,4.6259456143396029E-4,2.404211488940089E-2,6.7682326794714903E-3]
[null,1998,6.8591443095857754E-2,5.2548278249449659E-2,null,-41.5,2026,null,5.4949144308571725E-4,2.5343033639578644E-2,7.5066741077886908E-3]
[null,1999,7.7852004110996922E-2,6.1816385556587132E-2,null,-40.5,2027,null,6.5269639063600751E-4,2.6707532408540857E-2,8.3245308690198527E-3]
[null,2000,0.1176601115025102,7.2593891696559248E-2,null,-39.5,2028,null,7.7526370603576576E-4,2.8137970953383752E-2,9.2300796314782625E-3]
[null,2001,0.11415621935381272,8.5080023308076791E-2,null,-38.5,2029,null,9.2081715535248683E-4,2.9636714680127994E-2,1.0232399318302596E-2]
[null,2002,0.12416320920406242,9.9483390962345125E-2,null,-37.5,2030,null,1.0936550883791263E-3,3.120612431552211E-2,1.134143502462155E-2]
[null,2003,0.12044775473087083,0.11601593676196328,null,-36.5,2031,null,1.298874529069953E-3,3.2848544467853111E-2,1.2568063749946946E-2]
[null,2004,0.16284993570086062,0.13488439929237306,null,-35.5,2032,null,1.5425174814864067E-3,3.4566291046988148E-2,1.3924161103317959E-2]
[null,2005,0.18253048612260664,0.15627905353314459,null,-34.5,2033,null,1.8317431760430782E-3,3.6361637524776877E-2,1.5422667863327138E-2]
[null,2006,0.13395891342000832,0.18035973518043996,null,-33.5,2034,null,2.1750304994333169E-3,3.8236800029993828E-2,1.7077654946499137E-2]
[null,2007,0.18244480618577677,0.2072395506559655,null,-32.5,2035,null,2.5824153957195173E-3,4.0193921287299386E-2,1.8904384950277232E-2]
[null,2008,0.1892888354817566,0.23696719989534196,null,-31.5,2036,null,3.0657685727060171E-3,4.2235053427315268E-2,2.0919367986943684E-2]
[null,2009,0.18483907319352444,0.26950944850824715,null,-30.5,2037,null,3.6391193593298533E-3,4.4362139714859111E-2,2.3140409009969779E-2]
[null,2010,0.20109618650609851,0.30473587084542725,null,-29.5,2038,null,4.3190319781401939E-3,4.657699526461561E-2,2.5586643255459087E-2]
[null,2011,0.27786766584348122,0.34240838168792087,null,-28.5,2039,null,5.1250407347537873E-3,4.8881286837914983E-2,2.8278555783916082E-2]
[null,2012,0.33790430279144001,0.38217809052046053,null,-27.5,2040,null,6.0801505564671296E-3,5.127651184063127E-2,3.1237980423213831E-2]
[null,2013,0.33506029991652997,0.42359149067008262,null,-26.5,2041,null,7.2114087544544164E-3,5.3763976670195023E-2,3.4488072702374632E-2]
[null,2014,0.42488736989280723,0.46610688997854877,null,-25.5,2042,null,8.5505525872406184E-3,5.6344774588919594E-2,3.8053250658373602E-2]
[null,2015,0.50912043114765426,0.50912043114765559,null,-24.5,2043,null,1.0134734826311153E-2,5.9019763330736941E-2,4.1959096738641823E-2]
[null,2016,0.44315575650350569,0.55199935560933477,null,-23.5,2044,null,1.2007325615299562E-2,6.178954267838075E-2,4.6232213470026533E-2]
[null,2017,"",0.59411876412704023,null,-22.5,2045,null,1.4218782888635336E-2,6.4654432277276963E-2,5.0900025198170745E-2]
[null,2018,"",0.63489741857566828,null,-21.5,2046,null,1.6827574747324769E-2,6.7614449980034685E-2,5.5990518115987473E-2]
[null,2019,"",0.6738283256898181,null,-20.5,2047,null,1.9901124615774334E-2,7.0669291040506788E-2,6.1531911110825593E-2]
[null,2020,"",0.71050088523756394,null,-19.5,2048,null,2.3516732767579897E-2,7.381830849786912E-2,6.7552250797007482E-2]
[null,2021,"",0.74461296429671486,null,-18.5,2049,null,2.7762404964906447E-2,7.7060495107963353E-2,7.4078925602267587E-2]
[null,2022,{"$f":"IFERROR(INDEX(HistVREShare_Data,MATCH($D$37,HistVREShare_Country,0),MATCH($B115,HistVREShare_Year,0)),\"\")","v":""},0.77597294470239631,null,-17.5,2050,null,3.2737489777348062E-2,8.039446719016495E-2,8.1138096079342317E-2]
[null,2023,"",0.80449318606299292,null,-16.5,2051,null,3.8552990473302816E-2,8.3818450762208521E-2,8.8754041834683162E-2]
[null,2024,"",{"$f":"$D$34/(1+EXP(-$D$35*(B117-$H$35)))","v":0.83017720971999009},null,-15.5,2052,null,{"$f":"amp_ideal/(1+EXP(-beta_ideal*F117))","v":4.5331376170008514E-2},{"$f":"amp_0/(1+EXP(-beta_0*F117))","v":8.7330270331744647E-2},{"$f":"amp_fact/(1+EXP(-beta_fact*F117))","v":9.6948429680933201E-2}]
[null,2025,"",0.85310318890518844,null,-14.5,2053,null,5.3205673046668359E-2,9.0927340701064466E-2,0.10573951283587908]
[null,2026,"",0.87340613025056768,null,{"$f":"F118+1","v":-13.5},{"$f":"G118+1","v":2054},null,6.2317575619928664E-2,9.4606662119748622E-2,0.11514127711645697]
[null,2027,"",0.8912606328497078,null,-12.5,2055,null,7.281429006955159E-2,9.8364819088557862E-2,0.12516255689112435]
[null,2028,"",0.90686549860440757,null,-11.5,2056,null,8.4843820891146046E-2,0.10219798307655711,0.13580615068287044]
[null,2029,"",0.92043088386713501,null,-10.5,2057,null,9.8548457997068961E-2,0.10610191936246544,0.14706797321864104]
[null,2030,"",0.93216821016236706,null,-9.5,2058,null,0.11405633595513494,0.11007199815112803,0.15893628670424104]
[null,2031,"",0.94228272043733863,null,-8.5,2059,null,0.13147114070747906,0.11410321004777833,0.17139105835588853]
[null,2032,"",0.95096836956014807,null,-7.5,2060,null,0.15086034198031292,0.11819018589774274,0.18440349288609437]
[null,2033,"",0.95840464730105324,null,-6.5,2061,null,0.17224271982836128,0.1223272209191493,0.1979357869305563]
[null,2034,"",0.96475491696452087,null,-5.5,2062,null,0.19557638511181988,0.12650830297306667,0.21194114671616004]
[null,2035,"",0.97016588405755955,null,-4.5,2063,null,0.22074887827941345,0.1307271447316081,0.22636410034269802]
[null,2036,"",0.97476786411498595,null,-3.5,2064,null,0.24757114517908602,0.13497721942236154,0.24114112207194702]
[null,2037,"",0.97867558128773036,null,-2.5,2065,null,0.27577710042806636,0.13925179974959934,0.25620156870625299]
[null,2038,"",0.98198928984060008,null,-1.5,2066,null,0.30503000437375227,0.14354399952160438,0.27146890874376689]
[null,2039,"",0.9847960641818243,null,-0.5,2067,null,0.33493599888374354,0.14784681745151632,0.28686220520653705]
[null,2040,"",0.9871711474339615,null,0.5,2068,null,0.36506400111625636,0.15215318254848367,0.30229779479346292]
[null,2041,"",0.98917928371492214,null,1.5,2069,null,0.39496999562624774,0.15645600047839558,0.31769109125623302]
[null,2042,"",0.99087598609743299,null,2.5,2070,null,0.4242228995719336,0.16074820025040062,0.33295843129374691]
[null,2043,"",0.99230871195401094,null,3.5,2071,null,0.45242885482091394,0.16502278057763842,0.34801887792805292]
[null,2044,"",0.99351793145494061,null,4.5,2072,null,0.47925112172058654,0.16927285526839189,0.36279589965730186]
[null,2045,"",0.99453808464951898,null,5.5,2073,null,0.50442361488817999,0.17349169702693332,0.37721885328383992]
[null,2046,"",0.99539842892262531,null,6.5,2074,null,0.5277572801716387,0.17767277908085069,0.3912242130694436]
[null,2047,"",0.99612378257107237,null,7.5,2075,null,0.54913965801968712,0.18180981410225727,0.40475650711390554]
[null,2048,"",0.99673517248494525,null,8.5,2076,null,0.56852885929252095,0.18589678995222164,0.41776894164411144]
[null,2049,"",0.99725039497830426,null,9.5,2077,null,0.58594366404486498,0.18992800184887196,0.43022371329575887]
[null,2050,"",0.99768449908374623,null,10.5,2078,null,0.60145154200293105,0.19389808063753455,0.44209202678135884]
[null,2051,"",0.99805020139063216,null,11.5,2079,null,0.6151561791088539,0.19780201692344287,0.45335384931712946]
[null,2052,"",0.9983582409685251,null,12.5,2080,null,0.62718570993044842,0.20163518091144214,0.46399744310887558]
[null,2053,"",0.99861768221480129,null,13.5,2081,null,0.63768242438007128,0.20539333788025135,0.47401872288354291]
[null,2054,{"$f":"IFERROR(INDEX(HistVREShare_Data,MATCH($D$37,HistVREShare_Country,0),MATCH($B147,HistVREShare_Year,0)),\"\")","v":""},0.9988361726922852,null,14.5,2082,null,0.64679432695333161,0.20907265929893551,0.48342048716412078]
[null,2055,"",0.99902016224029278,null,15.5,2083,null,0.65466862382999147,0.21266972966825531,0.4922115703190667]
[null,2056,"",{"$f":"$D$34/(1+EXP(-$D$35*(B149-$H$35)))","v":0.99917508888867923},null,16.5,2084,null,{"$f":"amp_ideal/(1+EXP(-beta_ideal*F149))","v":0.66144700952669722},{"$f":"amp_0/(1+EXP(-beta_0*F149))","v":0.21618154923779145},{"$f":"amp_fact/(1+EXP(-beta_fact*F149))","v":0.50040595816531674}]
[null,2057,"",0.99930553640152131,null,17.5,2085,null,0.66726251022265182,0.21960553280983502,0.5080219039206576]
[null,2058,"",0.99941536763615835,null,18.5,2086,null,0.6722375950350935,0.22293950489203662,0.51508107439773232]
[null,2059,"",0.99950783732860182,null,19.5,2087,null,0.67648326723242003,0.22618169150213085,0.52160774920299247]
[null,2060,"",0.99958568740735765,null,20.5,2088,null,0.68009887538422564,0.2293307089594932,0.52762808888917434]
[null,2061,"",0.99965122749128688,null,21.5,2089,null,0.68317242525267519,0.2323855500199653,0.53316948188401236]
[null,2062,"",0.99970640283852319,null,22.5,2090,null,0.68578121711136464,0.23534556772272305,0.53825997480182919]
[null,2063,"",0.99975285167720207,null,23.5,2091,null,0.68799267438470035,0.23821045732161922,0.54292778652997331]
[null,2064,"",0.99979195355921147,null,24.5,2092,null,0.68986526517368885,0.24098023666926305,0.54720090326135806]
[null,2065,"",0.99982487012979671,null,25.5,2093,null,0.69144944741275938,0.2436552254110804,0.55110674934162629]
[null,2066,"",0.99985257949351269,null,26.5,2094,null,0.69278859124554548,0.24623602332980496,0.55467192729762527]
[null,2067,"",0.99987590517591318,null,27.5,2095,null,0.6939198494435328,0.24872348815936873,0.557922019576786]
[null,2068,"",0.99989554052629048,null,28.5,2096,null,0.69487495926524623,0.25111871316208501,0.56088144421608388]
[null,2069,"",0.99991206927587584,null,29.5,2097,null,0.69568096802185975,0.25342300473538437,0.56357335674454079]
[null,2070,"",0.99992598285491119,null,30.5,2098,null,0.69636088064067014,0.25563786028514085,0.56601959099003019]
[null,2071,"",0.99993769497796003,null,31.5,2099,null,0.69693423142729394,0.25776494657268473,0.56824063201305619]
[null,2072,"",0.99994755392724233,null,32.5,2100,null,0.69741758460428049,0.25980607871270062,0.57025561504972266]
[null,2073,"",0.99995585289650302,null,33.5,2101,null,0.69782496950056661,0.26176319997000613,0.57208234505350075]
[null,2074,"",0.9999628387010665,null,34.5,2102,null,0.69816825682395689,0.2636383624752231,0.57373733213667277]
[null,2075,"",0.9999687191117328,null,35.5,2103,null,0.69845748251851347,0.26543370895301183,0.57523583889668184]
[null,2076,"",0.9999736690296539,null,36.5,2104,null,0.69870112547093011,0.26715145553214686,0.57659193625005301]
[null,2077,"",0.99997783568515164,null,37.5,2105,null,0.69890634491162085,0.26879387568447788,0.57781856497537842]
[null,2078,"",0.99998134301462027,null,38.5,2106,null,0.69907918284464754,0.27036328531987203,0.57892760068169735]
[null,2079,"",0.99998429534534905,null,39.5,2107,null,0.69922473629396431,0.27186202904661627,0.57992992036852153]
[null,2080,"",0.99998678049762812,null,40.5,2108,null,0.69934730360936403,0.27329246759145914,0.58083546913098016]
[null,2081,"",0.99998887239623424,null,41.5,2109,null,0.69945050855691415,0.27465696636042136,0.58165332589221119]
[null,2082,"",0.99999063326885573,null,42.5,2110,null,0.69953740543856602,0.2759578851105991,0.58239176732052844]
[null,2083,"",0.9999921154967657,null,43.5,2111,null,0.69961056805021293,0.27719756869428497,0.58305832931680623]
[null,2084,"",0.99999336317273191,null,44.5,2112,null,0.69967216489858008,0.27837833882968022,0.5836598656438915]
[null,2085,"",0.99999441341246498,null,45.5,2113,null,0.69972402275395029,0.27950248684710099,0.58420260342029962]
[null,2086,{"$f":"IFERROR(INDEX(HistVREShare_Data,MATCH($D$37,HistVREShare_Country,0),MATCH($B179,HistVREShare_Year,0)),\"\")","v":""},0.99999529745858384,null,46.5,2114,null,0.6997676803152838,0.28057226735571061,0.58469219532032313]
[null,2087,"",0.99999604160992039,null,47.5,2115,null,0.69980443350321653,0.28158989277326646,0.5851337684167619]
[null,2088,"",{"$f":"$D$34/(1+EXP(-$D$35*(B181-$H$35)))","v":0.99999666800378972},null,48.5,2116,null,{"$f":"amp_ideal/(1+EXP(-beta_ideal*F181))","v":0.699835373670878},{"$f":"amp_0/(1+EXP(-beta_0*F181))","v":0.28255752865997646},{"$f":"amp_fact/(1+EXP(-beta_fact*F181))","v":0.58553196967508003}]
[null,2089,"",0.9999971952744876,null,49.5,2117,null,0.69986141982846817,0.28347728979715597,0.58589100816264428]
[null,2090,"",0.99999763910759587,null,{"$f":"F182+1","v":50.5},{"$f":"G182+1","v":2118},null,0.69988334581131295,0.28435123695180214,0.58621469407705162]
[null,2091,"",0.99999801270658117,null,51.5,2119,null,0.69990180317909512,0.28518137426931683,0.586506474726182]
[null,2092,"",0.99999832718556225,null,52.5,2120,null,0.69991734051293719,0.28596964723827939,0.58676946761184812]
[null,2093,"",0.99999859189992935,null,53.5,2121,null,0.6999304196740892,0.28671794117328187,0.58700649078070921]
[null,2094,"",0.99999881472464525,null,54.5,2122,null,{"$f":"amp_ideal/(1+EXP(-beta_ideal*F187))","v":0.69994142950058291},{"$f":"amp_0/(1+EXP(-beta_0*F187))","v":0.28742808016428123},{"$f":"amp_fact/(1+EXP(-beta_fact*F187))","v":0.58722009061212066}]
[null,2095,"",0.99999900228851191,null,55.5,2123,null,{"$f":"amp_ideal/(1+EXP(-beta_ideal*F188))","v":0.69995069734413184},{"$f":"amp_0/(1+EXP(-beta_0*F188))","v":0.28810182644361149},{"$f":"amp_fact/(1+EXP(-beta_fact*F188))","v":0.58741256721409418}]
[null,2096,"",0.99999916017136437,null,56.5,2124,null,0.69995849878681171,0.28874088012464416,0.58758599759669516]
[null,2097,"",0.99999929307006286,null,57.5,2125,null,0.69996506582397722,0.28934687926903407,0.58774225678782854]
[null,2098,"",0.99999940493821671,null,58.5,2126,null,0.69997059375500503,0.28992140024246577,0.58788303705021006]
[null,2099,"",0.99999949910379948,null,59.5,2127,null,0.6999752469855447,0.29046595832178934,0.58800986535094091]
[null,2100,"",0.9999995783681509,null,60.5,2128,null,0.699979163912965,0.29098200851936018,0.58812411922692565]
[null,null,null,null,null,61.5,2129,null,0.69998246103967288,0.29147094659323952,0.5882270411807764]
[null,null,null,null,null,62.5,2130,null,0.69998523643621013,0.29193411021465721,0.58831975173305828]
[null,null,null,null,null,63.5,2131,null,0.69998757265681921,0.29237278026675878,0.5884032612479877]
[null,null,null,null,null,64.5,2132,null,0.69998953919397999,0.29278818225114656,0.58847848064111996]
[null,null,null,null,null,65.5,2133,null,0.69999119454477543,0.29318148778106801,0.58854623106927551]
[null,null,null,null,null,66.5,2134,null,0.69999258795043617,0.29355381614230608,0.58860725269503156]
[null,null,null,null,null,67.5,2135,null,0.69999376086073595,0.29390623590487053,0.5886622126105876]
[null,null,null,null,null,68.5,2136,null,0.69999474816673835,0.29423976657049417,0.58871171199873162]
[null,null,null,null,null,69.5,2137,null,0.69999557923853206,0.2945553802426884,0.58875629260201512]
[null,null,null,null,null,70.5,2138,null,0.69999627879879067,0.29485400330772871,0.5887964425650607]
[null,null,null,null,null,71.5,2139,null,0.69999686765812841,0.29513651811641534,0.5888326017092077]
[null,null,null,null,null,72.5,2140,null,0.699997363334111,0.29540376465779999,0.5888651662934008]
[null,null,null,null,null,73.5,2141,null,0.69999778057232698,0.2956565422172952,0.58889449331034982]
[null,null,null,null,null,74.5,2142,null,0.69999813178501247,0.29589561101268652,0.58892090436250255]
[null,null,null,null,null,75.5,2143,null,0.69999842742027363,0.2961216938025672,0.58894468915826326]
[null,null,null,null,null,76.5,2144,null,0.69999867627288781,0.29633547746261119,0.58896610866512289]
[null,null,null,null,null,77.5,2145,null,0.6999988857459245,0.2965376145259026,0.5889853979529317]
[null,null,null,null,null,78.5,2146,null,0.69999906207097051,0.29672872468425521,0.58900276875740909]
[null,null,null,null,null,79.5,2147,null,0.69999921049350511,0.29690939624809093,0.58901841179113135]
[null,null,null,null,null,80.5,2148,null,0.69999933542894521,0.2970801875630093,0.58903249882663766]
[null,null,null,null,null,81.5,2149,null,0.69999944059399466,0.297241628381675,0.58904518457393795]
[null,null,null,null,null,82.5,2150,null,0.69999952911721175,0.29739422119008552,0.58905660837256013]
[null,null,null,null,null,83.5,2151,null,0.69999960363207814,0.29753844248765976,0.58906689571633342]
[null,null,null,null,null,84.5,2152,null,0.69999966635534183,0.29767474402091976,0.58907615962734095]
[null,null,null,null,null,85.5,2153,null,0.69999971915296333,0.29780355397081981,0.58908450189388062]
[null,null,null,null,null,86.5,2154,null,0.69999976359562444,0.29792527809402369,0.58909201418582735]
[null,null,null,null,null,87.5,2155,null,0.69999980100545511,0.29804030081863792,0.58909877905948504]
[null,null,null,null,null,88.5,2156,null,0.69999983249536535,0.29814898629508274,0.58910487086283436]
[null,null,null,null,null,89.5,2157,null,0.69999985900215278,0.29825167940293212,0.58911035655101351]
[null,null,null,null,null,90.5,2158,null,0.69999988131437185,0.29834870671467256,0.5891152964209051]
[null,null,null,null,null,91.5,2159,null,0.69999990009579194,0.29844037741743007,0.58911974477283047]
[null,null,null,null,null,92.5,2160,null,0.69999991590514454,0.2985269841937917,0.58912375050656585]
[null,null,null,null,null,93.5,2161,null,0.69999992921274468,0.29860880406291063,0.58912735765818403]
[null,null,null,null,null,94.5,2162,null,0.6999999404144821,0.298686099183126,0.58913060588358401]
[null,null,null,null,null,95.5,2163,null,0.69999994984359959,0.29875911761736373,0.58913353089399345]
[null,null,null,null,null,96.5,2164,null,0.6999999577806052,0.29882809406260125,0.58913616484820552]
[null,null,null,null,null,97.5,2165,null,0.6999999644616185,0.29889325054469162,0.58913853670584226]
[null,null,null,null,null,98.5,2166,null,0.69999997008539416,0.29895479707984191,0.58914067254551106]
[null,null,null,null,null,99.5,2167,null,0.69999997481923459,0.29901293230403492,0.58914259585133988]
[null,null,null,null,null,100.5,2168,null,0.69999997880396803,0.29906784407167142,0.58914432777102888]
[null,null,null,null,null,101.5,2169,null,0.69999998215813686,0.29911971002469073,0.58914588734824858]
[null,null,null,null,null,102.5,2170,null,0.69999998498152471,0.29916869813340641,0.58914729173193181]
[null,null,null,null,null,103.5,2171,null,0.69999998735812519,0.29921496721026725,0.58914855636475494]
[null,null,null,null,null,104.5,2172,null,0.69999998935864027,0.2992586673977245,0.58914969515287641]
[null,null,null,null,null,105.5,2173,null,0.6999999910425837,0.29929994063135595,0.5891507206187947]
[null,null,null,null,null,106.5,2174,null,0.69999999246005118,0.29933892107936294,0.58915164403900355]
[null,null,null,null,null,107.5,2175,null,0.69999999365321131,0.29937573555952329,0.58915247556795647]
[null,null,null,null,null,108.5,2176,null,0.6999999946575598,0.29941050393464635,0.58915322434970097]
[null,null,null,null,null,{"$f":"F241+1","v":109.5},2177,null,0.69999999550297487,0.29944333948754148,0.58915389861840695]
[null,null,null,null,null,110.5,2178,null,0.69999999621460718,0.29947434927647404,0.58915450578889672]
[null,null,null,null,null,111.5,2179,null,0.69999999681362712,0.29950363447204703,0.58915505253816847]
[null,null,null,null,null,112.5,2180,null,0.69999999731785512,0.29953129067640893,0.58915554487880906]
[null,null,null,null,null,113.5,2181,null,0.69999999774229149,0.29955740822565519,0.58915598822510395]
[null,null,null,null,null,114.5,2182,null,0.69999999809956293,0.29958207247625196,0.58915638745256926]
[null,null,null,null,null,115.5,2183,null,0.69999999840029781,0.29960536407627752,0.58915674695156195]
[null,null,null,null,null,116.5,2184,null,0.69999999865344287,0.29962735922224371,0.58915707067555501]
[null,null,null,null,null,117.5,2185,null,0.69999999886652897,0.29964812990222417,0.58915736218460979]
[null,null,null,null,null,118.5,2186,null,0.69999999904589516,0.29966774412598468,0.58915762468452348]
[null,null,null,null,null,119.5,2187,null,{"$f":"amp_ideal/(1+EXP(-beta_ideal*F252))","v":0.69999999919687761},{"$f":"amp_0/(1+EXP(-beta_0*F252))","v":0.29968626614278082},{"$f":"amp_fact/(1+EXP(-beta_fact*F252))","v":0.58915786106208046}]
[null,null,null,null,null,120.5,2188,null,0.69999999932396784,0.2997037566474558,0.58915807391679698]
[null,null,null,null,null,121.5,2189,null,0.69999999943094671,0.29972027297544174,0.58915826558950701]
[null,null,null,null,null,122.5,2190,null,0.69999999952099656,0.29973586928724105,0.58915843818810321]
[null,null,null,null,null,123.5,2191,null,0.69999999959679648,0.29975059674293641,0.58915859361071687]
[null,null,null,null,null,124.5,2192,null,0.69999999966060145,0.29976450366724894,0.58915873356659154]
[null,null,null,null,null,{"$f":"F257+1","v":125.5},2193,null,0.6999999997143096,0.29977763570564342,0.58915885959487935]
[null,null,null,null,null,126.5,2194,null,0.69999999975951877,0.29979003597195064,0.58915897308156684]
[null,null,null,null,null,127.5,2195,null,0.69999999979757377,0.29980174518795688,0.58915907527471678]
[null,null,null,null,null,128.5,2196,null,0.69999999982960681,0.29981280181538544,0.58915916729819329]
[null,null,null,null,null,129.5,2197,null,0.69999999985657069,0.29982324218067663,0.58915925016402082]
[null,null,null,null,null,130.5,2198,null,0.69999999987926764,0.29983310059294843,0.58915932478351407]
[null,null,null,null,null,131.5,2199,null,0.69999999989837292,0.29984240945550522,0.58915939197729927]
[null,null,null,null,null,132.5,2200,null,0.69999999991445494,0.29985119937123839,0.58915945248433943]
[null,null,null,null,null,133.5,2201,null,0.69999999992799189,0.29985949924224864,0.58915950697006025]
[null,null,null,null,null,134.5,2202,null,0.69999999993938689,0.29986733636400031,0.58915955603366843]
[null,null,null,null,null,135.5,2203,null,0.69999999994897855,0.29987473651430424,0.58915960021474145]
[null,null,null,null,null,136.5,2204,null,0.69999999995705242,0.29988172403740726,0.58915963999916132]
[null,null,null,null,null,137.5,2205,null,0.69999999996384865,0.29988832192345471,0.58915967582445761]
[null,null,null,null,null,138.5,2206,null,0.69999999996956952,0.29989455188357672,0.58915970808462004]
[null,null,null,null,null,139.5,2207,null,0.69999999997438489,0.29990043442083592,0.58915973713443026]
[null,null,null,null,null,140.5,2208,null,0.69999999997843843,0.29990598889726267,0.58915976329336484]
[null,null,null,null,null,{"$f":"F273+1","v":141.5},2209,null,0.69999999998185036,0.29991123359719035,0.58915978684910697]
[null,null,null,null,null,142.5,2210,null,0.69999999998472251,0.29991618578709284,0.589159808060712]
[null,null,null,null,null,143.5,2211,null,0.69999999998714002,0.29992086177211597,0.58915982716145543]
[null,null,null,null,null,144.5,2212,null,0.69999999998917506,0.29992527694948329,0.58915984436139823]
[null,null,null,null,null,145.5,2213,null,0.69999999999088813,0.29992944585894771,0.58915985984969765]
[null,null,null,null,null,146.5,2214,null,0.69999999999233009,0.29993338223045107,0.58915987379668688]
[null,null,null,null,null,147.5,2215,null,0.69999999999354368,0.29993709902914445,0.58915988635574834]
[null,null,null,null,null,148.5,2216,null,0.69999999999456541,0.29994060849791493,0.58915989766500132]
[null,null,null,null,null,149.5,2217,null,0.69999999999542528,0.29994392219755578,0.58915990784881944]
[null,null,null,null,null,150.5,2218,null,0.69999999999614926,0.29994705104470931,0.58915991701920001]
[null,null,null,null,null,151.5,2219,null,0.69999999999675855,0.29995000534770555,0.58915992527699479]
[null,null,null,null,null,152.5,2220,null,0.69999999999727147,0.29995279484041315,0.58915993271301903]
[null,null,null,null,null,153.5,2221,null,0.69999999999770335,0.29995542871421049,0.58915993940905087]
[null,null,null,null,null,154.5,2222,null,0.69999999999806672,0.29995791564818364,0.58915994543873051]
[null,null,null,null,null,155.5,2223,null,0.69999999999837259,0.29996026383764557,0.58915995086836936]
[null,null,null,null,null,156.5,2224,null,0.69999999999863016,0.29996248102107281,0.58915995575768032]
[null,null,null,null,null,{"$f":"F289+1","v":157.5},2225,null,0.69999999999884699,0.29996457450554453,0.58915996016043393]
[null,null,null,null,null,{"$f":"F290+1","v":158.5},2226,null,{"$f":"amp_ideal/(1+EXP(-beta_ideal*F291))","v":0.6999999999990294},{"$f":"amp_0/(1+EXP(-beta_0*F291))","v":0.29996655119076843},{"$f":"amp_fact/(1+EXP(-beta_fact*F291))","v":0.58915996412504956}]
[null,null,null,null,null,{"$f":"F291+1","v":159.5},2227,null,0.69999999999918305,0.29996841759177045,0.58915996769512835]
[null,null,null,null,null,{"$f":"F292+1","v":160.5},2228,null,0.69999999999931228,0.29997017986032398,0.58915997090993244]
[null,null,null,null,null,{"$f":"F293+1","v":161.5},2229,null,0.69999999999942109,0.29997184380518638,0.58915997380481688]
[null,null,null,null,null,{"$f":"F294+1","v":162.5},2230,null,0.69999999999951268,0.29997341491121049,0.58915997641161832]
[null,null,null,null,null,{"$f":"F295+1","v":163.5},2231,null,0.69999999999958973,0.29997489835739266,0.58915997875900505]
[null,null,null,null,null,{"$f":"F296+1","v":164.5},2232,null,0.69999999999965479,0.29997629903391698,0.58915998087279264]
[null,null,null,null,null,{"$f":"F297+1","v":165.5},2233,null,0.6999999999997093,0.29997762155825031,0.58915998277622772]
[null,null,null,null,null,{"$f":"F298+1","v":166.5},2234,null,0.69999999999975526,0.2999788702903422,0.58915998449024343]
[null,null,null,null,null,{"$f":"F299+1","v":167.5},2235,null,0.69999999999979401,0.29998004934697825,0.58915998603368958]
[null,null,null,null,null,{"$f":"F300+1","v":168.5},2236,null,0.69999999999982665,0.29998116261533436,0.58915998742354037]
[null,null,null,null,null,{"$f":"F301+1","v":169.5},2237,null,0.69999999999985396,0.29998221376577644,0.5891599886750809]
[null,null,null,null,null,{"$f":"F302+1","v":170.5},2238,null,0.69999999999987716,0.29998320626394726,0.58915998980207485]
[null,null,null,null,null,{"$f":"F303+1","v":171.5},2239,null,0.69999999999989659,0.29998414338217994,0.58915999081691661]
[null,null,null,null,null,{"$f":"F304+1","v":172.5},2240,null,0.69999999999991291,0.29998502821027595,0.58915999173076694]
[null,null,null,null,null,{"$f":"F305+1","v":173.5},2241,null,0.69999999999992679,0.29998586366568269,0.58915999255367579]
[null,null,null,null,null,{"$f":"F306+1","v":174.5},2242,null,0.69999999999993823,0.29998665250310363,0.58915999329469326]
[null,null,null,null,null,{"$f":"F307+1","v":175.5},2243,null,0.699999999999948,0.2999873973235736,0.58915999396196872]
[null,null,null,null,null,{"$f":"F308+1","v":176.5},2244,null,0.69999999999995632,0.29998810058302794,0.58915999456284063]
[null,null,null,null,null,{"$f":"F309+1","v":177.5},2245,null,0.6999999999999631,0.29998876460039431,0.58915999510391692]
[null,null,null,null,null,{"$f":"F310+1","v":178.5},2246,null,0.69999999999996898,0.29998939156523347,0.58915999559114829]
[null,null,null,null,null,{"$f":"F311+1","v":179.5},2247,null,0.69999999999997387,0.29998998354495432,0.58915999602989322]
[null,null,null,null,null,{"$f":"F312+1","v":180.5},2248,null,0.69999999999997808,0.29999054249162654,0.58915999642497652]
[null,null,null,null,null,{"$f":"F313+1","v":181.5},2249,null,0.69999999999998141,0.29999107024841354,0.58915999678074327]
[null,null,null,null,null,{"$f":"F314+1","v":182.5},2250,null,0.69999999999998441,0.29999156855564718,0.58915999710110611]
[null,null,null,null,null,{"$f":"F315+1","v":183.5},2251,null,0.69999999999998685,0.29999203905656308,0.58915999738958813]
[null,null,null,null,null,{"$f":"F316+1","v":184.5},2252,null,0.69999999999998896,0.29999248330271694,0.58915999764936211]
[null,null,null,null,null,{"$f":"F317+1","v":185.5},2253,null,0.69999999999999063,0.2999929027590984,0.58915999788328466]
[null,null,null,null,null,{"$f":"F318+1","v":186.5},2254,null,0.69999999999999218,0.29999329880895975,0.58915999809392861]
[null,null,null,null,null,{"$f":"F319+1","v":187.5},2255,null,0.69999999999999341,0.2999936727583758,0.58915999828361043]
[null,null,null,null,null,{"$f":"F320+1","v":188.5},2256,null,0.6999999999999944,0.29999402584054907,0.58915999845441613]
[null,null,null,null,null,{"$f":"F321+1","v":189.5},2257,null,0.69999999999999529,0.29999435921987472,0.5891599986082241]
[null,null,null,null,null,{"$f":"F322+1","v":190.5},2258,null,0.69999999999999607,0.29999467399577967,0.58915999874672609]
[null,null,null,null,null,{"$f":"F323+1","v":191.5},2259,null,0.69999999999999674,0.29999497120634672,0.5891599988714451]
[null,null,null,null,null,{"$f":"F324+1","v":192.5},2260,null,0.69999999999999718,0.29999525183173659,0.58915999898375271]
[null,null,null,null,null,{"$f":"F325+1","v":193.5},2261,null,0.69999999999999762,0.29999551679742004,0.58915999908488403]
[null,null,null,null,null,{"$f":"F326+1","v":194.5},2262,null,0.69999999999999796,0.29999576697722835,0.5891599991759513]
[null,null,null,null,null,{"$f":"F327+1","v":195.5},2263,null,0.69999999999999829,0.29999600319623493,0.58915999925795615]
[null,null,null,null,null,{"$f":"F328+1","v":196.5},2264,null,0.69999999999999851,0.29999622623347522,0.58915999933180041]
[null,null,null,null,null,{"$f":"F329+1","v":197.5},2265,null,0.69999999999999873,0.29999643682451521,0.58915999939829589]
[null,null,null,null,null,{"$f":"F330+1","v":198.5},2266,null,0.69999999999999907,0.29999663566387735,0.5891599994581741]
[null,null,null,null,null,{"$f":"F331+1","v":199.5},2267,null,0.69999999999999918,0.2999968234073298,0.58915999951209375]
[null,null,null,null,null,{"$f":"F332+1","v":200.5},2268,null,0.69999999999999918,0.29999700067404922,0.58915999956064746]
[null,null,null,null,null,{"$f":"F333+1","v":201.5},2269,null,0.69999999999999929,0.299997168048662,0.58915999960436949]
[null,null,null,null,null,{"$f":"F334+1","v":202.5},2270,null,0.69999999999999951,0.29999732608317253,0.58915999964374044]
[null,null,null,null,null,{"$f":"F335+1","v":203.5},2271,null,0.69999999999999951,0.29999747529878279,0.58915999967919341]
[null,null,null,null,null,{"$f":"F336+1","v":204.5},2272,null,0.69999999999999962,0.29999761618761139,0.58915999971111821]
[null,null,null,null,null,{"$f":"F337+1","v":205.5},2273,null,0.69999999999999962,0.29999774921431643,0.58915999973986621]
[null,null,null,null,null,{"$f":"F338+1","v":206.5},2274,null,0.69999999999999962,0.2999978748176273,0.58915999976575328]
[null,null,null,null,null,{"$f":"F339+1","v":207.5},2275,null,0.69999999999999984,0.29999799341179195,0.58915999978906419]
[null,null,null,null,null,{"$f":"F340+1","v":208.5},2276,null,0.69999999999999984,0.2999981053879423,0.5891599998100554]
[null,null,null,null,null,{"$f":"F341+1","v":209.5},2277,null,0.69999999999999984,0.29999821111538488,0.58915999982895761]
[null,null,null,null,null,{"$f":"F342+1","v":210.5},2278,null,0.69999999999999984,0.29999831094281793,0.58915999984597878]
[null,null,null,null,null,{"$f":"F343+1","v":211.5},2279,null,0.69999999999999984,0.29999840519948173,0.58915999986130618]
[null,null,null,null,null,{"$f":"F344+1","v":212.5},2280,null,0.69999999999999984,0.29999849419624419,0.58915999987510825]
[null,null,null,null,null,{"$f":"F345+1","v":213.5},2281,null,0.7,0.29999857822662618,0.58915999988753676]
[null,null,null,null,null,{"$f":"F346+1","v":214.5},2282,null,0.7,0.29999865756776933,0.58915999989872847]
[null,null,null,null,null,{"$f":"F347+1","v":215.5},2283,null,0.7,0.29999873248135001,0.58915999990880652]
[null,null,null,null,null,{"$f":"F348+1","v":216.5},2284,null,0.7,0.29999880321444244,0.58915999991788159]
[null,null,null,null,null,{"$f":"F349+1","v":217.5},2285,null,0.7,0.29999887000033332,0.5891599999260535]
[null,null,null,null,null,{"$f":"F350+1","v":218.5},2286,null,0.7,0.29999893305929137,0.58915999993341228]
[null,null,null,null,null,{"$f":"F351+1","v":219.5},2287,null,0.7,0.29999899259929375,0.58915999994003865]
[null,null,null,null,null,{"$f":"F352+1","v":220.5},2288,null,0.7,0.29999904881671158,0.58915999994600576]
[null,null,null,null,null,{"$f":"F353+1","v":221.5},2289,null,0.7,0.29999910189695811,0.58915999995137891]
[null,null,null,null,null,{"$f":"F354+1","v":222.5},2290,null,{"$f":"amp_ideal/(1+EXP(-beta_ideal*F355))","v":0.7},{"$f":"amp_0/(1+EXP(-beta_0*F355))","v":0.2999991520150998},{"$f":"amp_fact/(1+EXP(-beta_fact*F355))","v":0.58915999995621737}]
[null,null,null,null,null,{"$f":"F355+1","v":223.5},2291,null,0.7,0.29999919933643393,0.58915999996057433]
[null,null,null,null,null,{"$f":"F356+1","v":224.5},2292,null,0.7,0.29999924401703348,0.58915999996449775]
[null,null,null,null,null,{"$f":"F357+1","v":225.5},2293,null,0.7,0.29999928620426214,0.58915999996803081]
[null,null,null,null,null,{"$f":"F358+1","v":226.5},2294,null,0.7,0.29999932603726015,0.58915999997121227]
[null,null,null,null,null,{"$f":"F359+1","v":227.5},2295,null,0.7,0.29999936364740326,0.58915999997407686]
[null,null,null,null,null,{"$f":"F360+1","v":228.5},2296,null,0.7,0.29999939915873591,0.58915999997665669]
[null,null,null,null,null,{"$f":"F361+1","v":229.5},2297,null,0.7,0.29999943268838053,0.58915999997897961]
[null,null,null,null,null,{"$f":"F362+1","v":230.5},2298,null,0.7,0.29999946434692348,0.58915999998107149]
[null,null,null,null,null,{"$f":"F363+1","v":231.5},2299,null,0.7,0.29999949423878014,0.5891599999829551]
[null,null,null,null,null,{"$f":"F364+1","v":232.5},2300,null,0.7,0.29999952246253908,0.58915999998465129]
[null,null,null,null,null,{"$f":"F365+1","v":233.5},2301,null,0.7,0.29999954911128729,0.58915999998617874]
[null,null,null,null,null,{"$f":"F366+1","v":234.5},2302,null,0.7,0.29999957427291701,0.58915999998755408]
[null,null,null,null,null,{"$f":"F367+1","v":235.5},2303,null,0.7,0.29999959803041593,0.58915999998879276]
[null,null,null,null,null,{"$f":"F368+1","v":236.5},2304,null,0.7,0.29999962046214046,0.58915999998990798]
[null,null,null,null,null,{"$f":"F369+1","v":237.5},2305,null,0.7,0.2999996416420746,0.58915999999091229]
[null,null,null,null,null,{"$f":"F370+1","v":238.5},2306,null,0.7,0.29999966164007363,0.58915999999181656]
[null,null,null,null,null,{"$f":"F371+1","v":239.5},2307,null,0.7,0.29999968052209475,0.58915999999263091]
[null,null,null,null,null,{"$f":"F372+1","v":240.5},2308,null,0.7,0.29999969835041435,0.58915999999336433]
[null,null,null,null,null,{"$f":"F373+1","v":241.5},2309,null,0.7,0.29999971518383367,0.58915999999402457]
[null,null,null,null,null,{"$f":"F374+1","v":242.5},2310,null,0.7,0.29999973107787242,0.58915999999461932]
[null,null,null,null,null,{"$f":"F375+1","v":243.5},2311,null,0.7,0.29999974608495217,0.58915999999515478]
[null,null,null,null,null,{"$f":"F376+1","v":244.5},2312,null,0.7,0.29999976025456915,0.58915999999563695]
[null,null,null,null,null,{"$f":"F377+1","v":245.5},2313,null,0.7,0.29999977363345764,0.58915999999607116]
[null,null,null,null,null,{"$f":"F378+1","v":246.5},2314,null,0.7,0.29999978626574358,0.58915999999646207]
[null,null,null,null,null,{"$f":"F379+1","v":247.5},2315,null,0.7,0.29999979819309075,0.58915999999681401]
[null,null,null,null,null,{"$f":"F380+1","v":248.5},2316,null,0.7,0.29999980945483801,0.5891599999971312]
[null,null,null,null,null,{"$f":"F381+1","v":249.5},2317,null,0.7,0.29999982008812864,0.58915999999741664]
[null,null,null,null,null,{"$f":"F382+1","v":250.5},2318,null,0.7,0.2999998301280335,0.58915999999767366]
[null,null,null,null,null,{"$f":"F383+1","v":251.5},2319,null,0.7,0.29999983960766602,0.58915999999790525]
[null,null,null,null,null,{"$f":"F384+1","v":252.5},2320,null,0.7,0.29999984855829193,0.58915999999811364]
[null,null,null,null,null,{"$f":"F385+1","v":253.5},2321,null,0.7,0.29999985700943221,0.58915999999830138]
[null,null,null,null,null,{"$f":"F386+1","v":254.5},2322,null,0.7,0.29999986498896047,0.58915999999847035]
[null,null,null,null,null,{"$f":"F387+1","v":255.5},2323,null,0.7,0.29999987252319471,0.58915999999862267]
[null,null,null,null,null,{"$f":"F388+1","v":256.5},2324,null,0.7,0.29999987963698432,0.58915999999875956]
[null,null,null,null,null,{"$f":"F389+1","v":257.5},2325,null,0.7,0.29999988635379204,0.58915999999888313]
[null,null,null,null,null,{"$f":"F390+1","v":258.5},2326,null,0.7,0.29999989269577121,0.58915999999899415]
[null,null,null,null,null,{"$f":"F391+1","v":259.5},2327,null,0.7,0.29999989868383903,0.58915999999909419]
[null,null,null,null,null,{"$f":"F392+1","v":260.5},2328,null,0.7,0.29999990433774532,0.58915999999918434]
[null,null,null,null,null,{"$f":"F393+1","v":261.5},2329,null,0.7,0.29999990967613782,0.5891599999992656]
[null,null,null,null,null,{"$f":"F394+1","v":262.5},2330,null,0.7,0.29999991471662363,0.58915999999933866]
[null,null,null,null,null,{"$f":"F395+1","v":263.5},2331,null,0.7,0.29999991947582727,0.58915999999940438]
[null,null,null,null,null,{"$f":"F396+1","v":264.5},2332,null,0.7,0.29999992396944564,0.58915999999946367]
[null,null,null,null,null,{"$f":"F397+1","v":265.5},2333,null,0.7,0.29999992821229948,0.58915999999951707]
[null,null,null,null,null,{"$f":"F398+1","v":266.5},2334,null,0.7,0.29999993221838267,0.58915999999956503]
[null,null,null,null,null,{"$f":"F399+1","v":267.5},2335,null,0.7,0.29999993600090807,0.58915999999960833]
[null,null,null,null,null,{"$f":"F400+1","v":268.5},2336,null,0.7,0.29999993957235122,0.5891599999996473]
[null,null,null,null,null,{"$f":"F401+1","v":269.5},2337,null,0.7,0.2999999429444915,0.58915999999968238]
[null,null,null,null,null,{"$f":"F402+1","v":270.5},2338,null,0.7,0.29999994612845093,0.58915999999971402]

{"sheet":"GP_NP curve_all countries","index":7,"n_rows":614,"n_cols":40,"rows_kept":614,"cut":false,"hidden":false,"merged":[]}
[null,"Good practice"]
[]
[]
[null,null,"Country",2015,2016,2017,2018,2019,2020,2021,2022,2023,2024,2025,2026,2027,2028,2029,2030,2031,2032,2033,2034,2035,2036,2037,2038,2039,2040,2041,2042,2043,2044,2045,2046,2047,2048,2049,2050]
[null,null,"World",{"$f":"ROUND(HistVREShare!$BF7,5)","v":4.5229999999999999E-2},{"$f":"INDEX(y_GP,MATCH(D5,y_GP,1)+(E$4-D$4))","v":4.9119999999999997E-2},5.7599999999999998E-2,6.7379999999999995E-2,7.8630000000000005E-2,9.1480000000000006E-2,0.10607,0.12252,0.14091999999999999,0.1613,0.18367,0.20794000000000001,0.23397000000000001,0.26151999999999997,0.2903,0.31992999999999999,0.35,0.38007000000000002,0.40970000000000001,0.43847999999999998,0.46603,0.49206,0.51632999999999996,0.53869999999999996,0.55908000000000002,0.57747999999999999,0.59392999999999996,0.60851999999999995,0.62136999999999998,0.63261999999999996,0.64239999999999997,0.65088000000000001,0.65819000000000005,0.66447000000000001,0.66984999999999995,0.67444999999999999,"GP_Data"]
[null,null,"Albania",{"$f":"ROUND(HistVREShare!$BF8,5)","v":0},{"$f":"INDEX(y_GP,MATCH(D6,y_GP,1)+(E$4-D$4))","v":1.0000000000000001E-5},2.0000000000000002E-5,3.0000000000000001E-5,4.0000000000000003E-5,5.0000000000000002E-5,6.0000000000000002E-5,8.0000000000000007E-5,9.0000000000000006E-5,1.1E-4,1.2999999999999999E-4,1.4999999999999999E-4,1.8000000000000001E-4,2.1000000000000001E-4,2.5000000000000001E-4,2.9999999999999997E-4,3.6000000000000002E-4,4.2000000000000002E-4,5.0000000000000001E-4,5.9999999999999995E-4,7.1000000000000002E-4,8.4000000000000003E-4,1E-3,1.1900000000000001E-3,1.42E-3,1.6800000000000001E-3,2E-3,2.3700000000000001E-3,2.81E-3,3.3400000000000001E-3,3.96E-3,4.7000000000000002E-3,5.5799999999999999E-3,6.62E-3,7.8499999999999993E-3,9.3100000000000006E-3]
[null,null,"Algeria",{"$f":"ROUND(HistVREShare!$BF9,5)","v":1.1199999999999999E-3},{"$f":"INDEX(y_GP,MATCH(D7,y_GP,1)+(E$4-D$4))","v":1.1900000000000001E-3},1.42E-3,1.6800000000000001E-3,2E-3,2.3700000000000001E-3,2.81E-3,3.3400000000000001E-3,3.96E-3,4.7000000000000002E-3,5.5799999999999999E-3,6.62E-3,7.8499999999999993E-3,9.3100000000000006E-3,1.103E-2,1.307E-2,1.5469999999999999E-2,1.83E-2,2.164E-2,2.555E-2,3.015E-2,3.5529999999999999E-2,4.181E-2,4.9119999999999997E-2,5.7599999999999998E-2,6.7379999999999995E-2,7.8630000000000005E-2,9.1480000000000006E-2,0.10607,0.12252,0.14091999999999999,0.1613,0.18367,0.20794000000000001,0.23397000000000001,0.26151999999999997]
[null,null,"Angola",{"$f":"ROUND(HistVREShare!$BF10,5)","v":0},{"$f":"INDEX(y_GP,MATCH(D8,y_GP,1)+(E$4-D$4))","v":1.0000000000000001E-5},2.0000000000000002E-5,3.0000000000000001E-5,4.0000000000000003E-5,5.0000000000000002E-5,6.0000000000000002E-5,8.0000000000000007E-5,9.0000000000000006E-5,1.1E-4,1.2999999999999999E-4,1.4999999999999999E-4,1.8000000000000001E-4,2.1000000000000001E-4,2.5000000000000001E-4,2.9999999999999997E-4,3.6000000000000002E-4,4.2000000000000002E-4,5.0000000000000001E-4,5.9999999999999995E-4,7.1000000000000002E-4,8.4000000000000003E-4,1E-3,1.1900000000000001E-3,1.42E-3,1.6800000000000001E-3,2E-3,2.3700000000000001E-3,2.81E-3,3.3400000000000001E-3,3.96E-3,4.7000000000000002E-3,5.5799999999999999E-3,6.62E-3,7.8499999999999993E-3,9.3100000000000006E-3]
[null,null,"Argentina",{"$f":"ROUND(HistVREShare!$BF11,5)","v":4.2399999999999998E-3},{"$f":"INDEX(y_GP,MATCH(D9,y_GP,1)+(E$4-D$4))","v":4.7000000000000002E-3},5.5799999999999999E-3,6.62E-3,7.8499999999999993E-3,9.3100000000000006E-3,1.103E-2,1.307E-2,1.5469999999999999E-2,1.83E-2,2.164E-2,2.555E-2,3.015E-2,3.5529999999999999E-2,4.181E-2,4.9119999999999997E-2,5.7599999999999998E-2,6.7379999999999995E-2,7.8630000000000005E-2,9.1480000000000006E-2,0.10607,0.12252,0.14091999999999999,0.1613,0.18367,0.20794000000000001,0.23397000000000001,0.26151999999999997,0.2903,0.31992999999999999,0.35,0.38007000000000002,0.40970000000000001,0.43847999999999998,0.46603,0.49206]
[null,null,"Armenia",{"$f":"ROUND(HistVREShare!$BF12,5)","v":5.1000000000000004E-4},{"$f":"INDEX(y_GP,MATCH(D10,y_GP,1)+(E$4-D$4))","v":5.9999999999999995E-4},7.1000000000000002E-4,8.4000000000000003E-4,1E-3,1.1900000000000001E-3,1.42E-3,1.6800000000000001E-3,2E-3,2.3700000000000001E-3,2.81E-3,3.3400000000000001E-3,3.96E-3,4.7000000000000002E-3,5.5799999999999999E-3,6.62E-3,7.8499999999999993E-3,9.3100000000000006E-3,1.103E-2,1.307E-2,1.5469999999999999E-2,1.83E-2,2.164E-2,2.555E-2,3.015E-2,3.5529999999999999E-2,4.181E-2,4.9119999999999997E-2,5.7599999999999998E-2,6.7379999999999995E-2,7.8630000000000005E-2,9.1480000000000006E-2,0.10607,0.12252,0.14091999999999999,0.1613]
[null,null,"Australia",{"$f":"ROUND(HistVREShare!$BF13,5)","v":6.5610000000000002E-2},{"$f":"INDEX(y_GP,MATCH(D11,y_GP,1)+(E$4-D$4))","v":6.7379999999999995E-2},7.8630000000000005E-2,9.1480000000000006E-2,0.10607,0.12252,0.14091999999999999,0.1613,0.18367,0.20794000000000001,0.23397000000000001,0.26151999999999997,0.2903,0.31992999999999999,0.35,0.38007000000000002,0.40970000000000001,0.43847999999999998,0.46603,0.49206,0.51632999999999996,0.53869999999999996,0.55908000000000002,0.57747999999999999,0.59392999999999996,0.60851999999999995,0.62136999999999998,0.63261999999999996,0.64239999999999997,0.65088000000000001,0.65819000000000005,0.66447000000000001,0.66984999999999995,0.67444999999999999,0.67835999999999996,0.68169999999999997]
[null,null,"Austria",{"$f":"ROUND(HistVREShare!$BF14,5)","v":9.3530000000000002E-2},{"$f":"INDEX(y_GP,MATCH(D12,y_GP,1)+(E$4-D$4))","v":0.10607},0.12252,0.14091999999999999,0.1613,0.18367,0.20794000000000001,0.23397000000000001,0.26151999999999997,0.2903,0.31992999999999999,0.35,0.38007000000000002,0.40970000000000001,0.43847999999999998,0.46603,0.49206,0.51632999999999996,0.53869999999999996,0.55908000000000002,0.57747999999999999,0.59392999999999996,0.60851999999999995,0.62136999999999998,0.63261999999999996,0.64239999999999997,0.65088000000000001,0.65819000000000005,0.66447000000000001,0.66984999999999995,0.67444999999999999,0.67835999999999996,0.68169999999999997,0.68452999999999997,0.68693000000000004,0.68896999999999997]
[null,null,"Azerbaijan",{"$f":"ROUND(HistVREShare!$BF15,5)","v":4.0999999999999999E-4},{"$f":"INDEX(y_GP,MATCH(D13,y_GP,1)+(E$4-D$4))","v":4.2000000000000002E-4},5.0000000000000001E-4,5.9999999999999995E-4,7.1000000000000002E-4,8.4000000000000003E-4,1E-3,1.1900000000000001E-3,1.42E-3,1.6800000000000001E-3,2E-3,2.3700000000000001E-3,2.81E-3,3.3400000000000001E-3,3.96E-3,4.7000000000000002E-3,5.5799999999999999E-3,6.62E-3,7.8499999999999993E-3,9.3100000000000006E-3,1.103E-2,1.307E-2,1.5469999999999999E-2,1.83E-2,2.164E-2,2.555E-2,3.015E-2,3.5529999999999999E-2,4.181E-2,4.9119999999999997E-2,5.7599999999999998E-2,6.7379999999999995E-2,7.8630000000000005E-2,9.1480000000000006E-2,0.10607,0.12252]
[null,null,"Bahrain",{"$f":"ROUND(HistVREShare!$BF16,5)","v":0},{"$f":"INDEX(y_GP,MATCH(D14,y_GP,1)+(E$4-D$4))","v":1.0000000000000001E-5},2.0000000000000002E-5,3.0000000000000001E-5,4.0000000000000003E-5,5.0000000000000002E-5,6.0000000000000002E-5,8.0000000000000007E-5,9.0000000000000006E-5,1.1E-4,1.2999999999999999E-4,1.4999999999999999E-4,1.8000000000000001E-4,2.1000000000000001E-4,2.5000000000000001E-4,2.9999999999999997E-4,3.6000000000000002E-4,4.2000000000000002E-4,5.0000000000000001E-4,5.9999999999999995E-4,7.1000000000000002E-4,8.4000000000000003E-4,1E-3,1.1900000000000001E-3,1.42E-3,1.6800000000000001E-3,2E-3,2.3700000000000001E-3,2.81E-3,3.3400000000000001E-3,3.96E-3,4.7000000000000002E-3,5.5799999999999999E-3,6.62E-3,7.8499999999999993E-3,9.3100000000000006E-3]
[null,null,"Bangladesh",{"$f":"ROUND(HistVREShare!$BF17,5)","v":2.6800000000000001E-3},{"$f":"INDEX(y_GP,MATCH(D15,y_GP,1)+(E$4-D$4))","v":2.81E-3},3.3400000000000001E-3,3.96E-3,4.7000000000000002E-3,5.5799999999999999E-3,6.62E-3,7.8499999999999993E-3,9.3100000000000006E-3,1.103E-2,1.307E-2,1.5469999999999999E-2,1.83E-2,2.164E-2,2.555E-2,3.015E-2,3.5529999999999999E-2,4.181E-2,4.9119999999999997E-2,5.7599999999999998E-2,6.7379999999999995E-2,7.8630000000000005E-2,9.1480000000000006E-2,0.10607,0.12252,0.14091999999999999,0.1613,0.18367,0.20794000000000001,0.23397000000000001,0.26151999999999997,0.2903,0.31992999999999999,0.35,0.38007000000000002,0.40970000000000001]
[null,null,"Belarus",{"$f":"ROUND(HistVREShare!$BF18,5)","v":1E-3},{"$f":"INDEX(y_GP,MATCH(D16,y_GP,1)+(E$4-D$4))","v":1.1900000000000001E-3},1.42E-3,1.6800000000000001E-3,2E-3,2.3700000000000001E-3,2.81E-3,3.3400000000000001E-3,3.96E-3,4.7000000000000002E-3,5.5799999999999999E-3,6.62E-3,7.8499999999999993E-3,9.3100000000000006E-3,1.103E-2,1.307E-2,1.5469999999999999E-2,1.83E-2,2.164E-2,2.555E-2,3.015E-2,3.5529999999999999E-2,4.181E-2,4.9119999999999997E-2,5.7599999999999998E-2,6.7379999999999995E-2,7.8630000000000005E-2,9.1480000000000006E-2,0.10607,0.12252,0.14091999999999999,0.1613,0.18367,0.20794000000000001,0.23397000000000001,0.26151999999999997]
[null,null,"Belgium",{"$f":"ROUND(HistVREShare!$BF19,5)","v":0.12548999999999999},{"$f":"INDEX(y_GP,MATCH(D17,y_GP,1)+(E$4-D$4))","v":0.14091999999999999},0.1613,0.18367,0.20794000000000001,0.23397000000000001,0.26151999999999997,0.2903,0.31992999999999999,0.35,0.38007000000000002,0.40970000000000001,0.43847999999999998,0.46603,0.49206,0.51632999999999996,0.53869999999999996,0.55908000000000002,0.57747999999999999,0.59392999999999996,0.60851999999999995,0.62136999999999998,0.63261999999999996,0.64239999999999997,0.65088000000000001,0.65819000000000005,0.66447000000000001,0.66984999999999995,0.67444999999999999,0.67835999999999996,0.68169999999999997,0.68452999999999997,0.68693000000000004,0.68896999999999997,0.69069000000000003,0.69215000000000004]
[null,null,"Benin",{"$f":"ROUND(HistVREShare!$BF20,5)","v":1.4619999999999999E-2},{"$f":"INDEX(y_GP,MATCH(D18,y_GP,1)+(E$4-D$4))","v":1.5469999999999999E-2},1.83E-2,2.164E-2,2.555E-2,3.015E-2,3.5529999999999999E-2,4.181E-2,4.9119999999999997E-2,5.7599999999999998E-2,6.7379999999999995E-2,7.8630000000000005E-2,9.1480000000000006E-2,0.10607,0.12252,0.14091999999999999,0.1613,0.18367,0.20794000000000001,0.23397000000000001,0.26151999999999997,0.2903,0.31992999999999999,0.35,0.38007000000000002,0.40970000000000001,0.43847999999999998,0.46603,0.49206,0.51632999999999996,0.53869999999999996,0.55908000000000002,0.57747999999999999,0.59392999999999996,0.60851999999999995,0.62136999999999998]
[null,null,"Bolivia",{"$f":"ROUND(HistVREShare!$BF21,5)","v":2.5200000000000001E-3},{"$f":"INDEX(y_GP,MATCH(D19,y_GP,1)+(E$4-D$4))","v":2.81E-3},3.3400000000000001E-3,3.96E-3,4.7000000000000002E-3,5.5799999999999999E-3,6.62E-3,7.8499999999999993E-3,9.3100000000000006E-3,1.103E-2,1.307E-2,1.5469999999999999E-2,1.83E-2,2.164E-2,2.555E-2,3.015E-2,3.5529999999999999E-2,4.181E-2,4.9119999999999997E-2,5.7599999999999998E-2,6.7379999999999995E-2,7.8630000000000005E-2,9.1480000000000006E-2,0.10607,0.12252,0.14091999999999999,0.1613,0.18367,0.20794000000000001,0.23397000000000001,0.26151999999999997,0.2903,0.31992999999999999,0.35,0.38007000000000002,0.40970000000000001]
[null,null,"Bosnia and Herzegovina",{"$f":"ROUND(HistVREShare!$BF22,5)","v":0},{"$f":"INDEX(y_GP,MATCH(D20,y_GP,1)+(E$4-D$4))","v":1.0000000000000001E-5},2.0000000000000002E-5,3.0000000000000001E-5,4.0000000000000003E-5,5.0000000000000002E-5,6.0000000000000002E-5,8.0000000000000007E-5,9.0000000000000006E-5,1.1E-4,1.2999999999999999E-4,1.4999999999999999E-4,1.8000000000000001E-4,2.1000000000000001E-4,2.5000000000000001E-4,2.9999999999999997E-4,3.6000000000000002E-4,4.2000000000000002E-4,5.0000000000000001E-4,5.9999999999999995E-4,7.1000000000000002E-4,8.4000000000000003E-4,1E-3,1.1900000000000001E-3,1.42E-3,1.6800000000000001E-3,2E-3,2.3700000000000001E-3,2.81E-3,3.3400000000000001E-3,3.96E-3,4.7000000000000002E-3,5.5799999999999999E-3,6.62E-3,7.8499999999999993E-3,9.3100000000000006E-3]
[null,null,"Botswana",{"$f":"ROUND(HistVREShare!$BF23,5)","v":6.7000000000000002E-4},{"$f":"INDEX(y_GP,MATCH(D21,y_GP,1)+(E$4-D$4))","v":7.1000000000000002E-4},8.4000000000000003E-4,1E-3,1.1900000000000001E-3,1.42E-3,1.6800000000000001E-3,2E-3,2.3700000000000001E-3,2.81E-3,3.3400000000000001E-3,3.96E-3,4.7000000000000002E-3,5.5799999999999999E-3,6.62E-3,7.8499999999999993E-3,9.3100000000000006E-3,1.103E-2,1.307E-2,1.5469999999999999E-2,1.83E-2,2.164E-2,2.555E-2,3.015E-2,3.5529999999999999E-2,4.181E-2,4.9119999999999997E-2,5.7599999999999998E-2,6.7379999999999995E-2,7.8630000000000005E-2,9.1480000000000006E-2,0.10607,0.12252,0.14091999999999999,0.1613,0.18367]
[null,null,"Brazil",{"$f":"ROUND(HistVREShare!$BF24,5)","v":3.7280000000000001E-2},{"$f":"INDEX(y_GP,MATCH(D22,y_GP,1)+(E$4-D$4))","v":4.181E-2},4.9119999999999997E-2,5.7599999999999998E-2,6.7379999999999995E-2,7.8630000000000005E-2,9.1480000000000006E-2,0.10607,0.12252,0.14091999999999999,0.1613,0.18367,0.20794000000000001,0.23397000000000001,0.26151999999999997,0.2903,0.31992999999999999,0.35,0.38007000000000002,0.40970000000000001,0.43847999999999998,0.46603,0.49206,0.51632999999999996,0.53869999999999996,0.55908000000000002,0.57747999999999999,0.59392999999999996,0.60851999999999995,0.62136999999999998,0.63261999999999996,0.64239999999999997,0.65088000000000001,0.65819000000000005,0.66447000000000001,0.66984999999999995]
[null,null,"Brunei",{"$f":"ROUND(HistVREShare!$BF25,5)","v":4.8000000000000001E-4},{"$f":"INDEX(y_GP,MATCH(D23,y_GP,1)+(E$4-D$4))","v":5.0000000000000001E-4},5.9999999999999995E-4,7.1000000000000002E-4,8.4000000000000003E-4,1E-3,1.1900000000000001E-3,1.42E-3,1.6800000000000001E-3,2E-3,2.3700000000000001E-3,2.81E-3,3.3400000000000001E-3,3.96E-3,4.7000000000000002E-3,5.5799999999999999E-3,6.62E-3,7.8499999999999993E-3,9.3100000000000006E-3,1.103E-2,1.307E-2,1.5469999999999999E-2,1.83E-2,2.164E-2,2.555E-2,3.015E-2,3.5529999999999999E-2,4.181E-2,4.9119999999999997E-2,5.7599999999999998E-2,6.7379999999999995E-2,7.8630000000000005E-2,9.1480000000000006E-2,0.10607,0.12252,0.14091999999999999]
[null,null,"Bulgaria",{"$f":"ROUND(HistVREShare!$BF26,5)","v":5.8160000000000003E-2},{"$f":"INDEX(y_GP,MATCH(D24,y_GP,1)+(E$4-D$4))","v":6.7379999999999995E-2},7.8630000000000005E-2,9.1480000000000006E-2,0.10607,0.12252,0.14091999999999999,0.1613,0.18367,0.20794000000000001,0.23397000000000001,0.26151999999999997,0.2903,0.31992999999999999,0.35,0.38007000000000002,0.40970000000000001,0.43847999999999998,0.46603,0.49206,0.51632999999999996,0.53869999999999996,0.55908000000000002,0.57747999999999999,0.59392999999999996,0.60851999999999995,0.62136999999999998,0.63261999999999996,0.64239999999999997,0.65088000000000001,0.65819000000000005,0.66447000000000001,0.66984999999999995,0.67444999999999999,0.67835999999999996,0.68169999999999997]
[null,null,"Cambodia",{"$f":"ROUND(HistVREShare!$BF27,5)","v":6.8000000000000005E-4},{"$f":"INDEX(y_GP,MATCH(D25,y_GP,1)+(E$4-D$4))","v":7.1000000000000002E-4},8.4000000000000003E-4,1E-3,1.1900000000000001E-3,1.42E-3,1.6800000000000001E-3,2E-3,2.3700000000000001E-3,2.81E-3,3.3400000000000001E-3,3.96E-3,4.7000000000000002E-3,5.5799999999999999E-3,6.62E-3,7.8499999999999993E-3,9.3100000000000006E-3,1.103E-2,1.307E-2,1.5469999999999999E-2,1.83E-2,2.164E-2,2.555E-2,3.015E-2,3.5529999999999999E-2,4.181E-2,4.9119999999999997E-2,5.7599999999999998E-2,6.7379999999999995E-2,7.8630000000000005E-2,9.1480000000000006E-2,0.10607,0.12252,0.14091999999999999,0.1613,0.18367]
[null,null,"Cameroon",{"$f":"ROUND(HistVREShare!$BF28,5)","v":0},{"$f":"INDEX(y_GP,MATCH(D26,y_GP,1)+(E$4-D$4))","v":1.0000000000000001E-5},2.0000000000000002E-5,3.0000000000000001E-5,4.0000000000000003E-5,5.0000000000000002E-5,6.0000000000000002E-5,8.0000000000000007E-5,9.0000000000000006E-5,1.1E-4,1.2999999999999999E-4,1.4999999999999999E-4,1.8000000000000001E-4,2.1000000000000001E-4,2.5000000000000001E-4,2.9999999999999997E-4,3.6000000000000002E-4,4.2000000000000002E-4,5.0000000000000001E-4,5.9999999999999995E-4,7.1000000000000002E-4,8.4000000000000003E-4,1E-3,1.1900000000000001E-3,1.42E-3,1.6800000000000001E-3,2E-3,2.3700000000000001E-3,2.81E-3,3.3400000000000001E-3,3.96E-3,4.7000000000000002E-3,5.5799999999999999E-3,6.62E-3,7.8499999999999993E-3,9.3100000000000006E-3]
[null,null,"Canada",{"$f":"ROUND(HistVREShare!$BF29,5)","v":4.3920000000000001E-2},{"$f":"INDEX(y_GP,MATCH(D27,y_GP,1)+(E$4-D$4))","v":4.9119999999999997E-2},5.7599999999999998E-2,6.7379999999999995E-2,7.8630000000000005E-2,9.1480000000000006E-2,0.10607,0.12252,0.14091999999999999,0.1613,0.18367,0.20794000000000001,0.23397000000000001,0.26151999999999997,0.2903,0.31992999999999999,0.35,0.38007000000000002,0.40970000000000001,0.43847999999999998,0.46603,0.49206,0.51632999999999996,0.53869999999999996,0.55908000000000002,0.57747999999999999,0.59392999999999996,0.60851999999999995,0.62136999999999998,0.63261999999999996,0.64239999999999997,0.65088000000000001,0.65819000000000005,0.66447000000000001,0.66984999999999995,0.67444999999999999]
[null,null,"Chile",{"$f":"ROUND(HistVREShare!$BF30,5)","v":4.478E-2},{"$f":"INDEX(y_GP,MATCH(D28,y_GP,1)+(E$4-D$4))","v":4.9119999999999997E-2},5.7599999999999998E-2,6.7379999999999995E-2,7.8630000000000005E-2,9.1480000000000006E-2,0.10607,0.12252,0.14091999999999999,0.1613,0.18367,0.20794000000000001,0.23397000000000001,0.26151999999999997,0.2903,0.31992999999999999,0.35,0.38007000000000002,0.40970000000000001,0.43847999999999998,0.46603,0.49206,0.51632999999999996,0.53869999999999996,0.55908000000000002,0.57747999999999999,0.59392999999999996,0.60851999999999995,0.62136999999999998,0.63261999999999996,0.64239999999999997,0.65088000000000001,0.65819000000000005,0.66447000000000001,0.66984999999999995,0.67444999999999999]
[null,null,"China",{"$f":"ROUND(HistVREShare!$BF31,5)","v":3.9460000000000002E-2},{"$f":"INDEX(y_GP,MATCH(D29,y_GP,1)+(E$4-D$4))","v":4.181E-2},4.9119999999999997E-2,5.7599999999999998E-2,6.7379999999999995E-2,7.8630000000000005E-2,9.1480000000000006E-2,0.10607,0.12252,0.14091999999999999,0.1613,0.18367,0.20794000000000001,0.23397000000000001,0.26151999999999997,0.2903,0.31992999999999999,0.35,0.38007000000000002,0.40970000000000001,0.43847999999999998,0.46603,0.49206,0.51632999999999996,0.53869999999999996,0.55908000000000002,0.57747999999999999,0.59392999999999996,0.60851999999999995,0.62136999999999998,0.63261999999999996,0.64239999999999997,0.65088000000000001,0.65819000000000005,0.66447000000000001,0.66984999999999995]
[null,null,"Colombia",{"$f":"ROUND(HistVREShare!$BF32,5)","v":8.7000000000000001E-4},{"$f":"INDEX(y_GP,MATCH(D30,y_GP,1)+(E$4-D$4))","v":1E-3},1.1900000000000001E-3,1.42E-3,1.6800000000000001E-3,2E-3,2.3700000000000001E-3,2.81E-3,3.3400000000000001E-3,3.96E-3,4.7000000000000002E-3,5.5799999999999999E-3,6.62E-3,7.8499999999999993E-3,9.3100000000000006E-3,1.103E-2,1.307E-2,1.5469999999999999E-2,1.83E-2,2.164E-2,2.555E-2,3.015E-2,3.5529999999999999E-2,4.181E-2,4.9119999999999997E-2,5.7599999999999998E-2,6.7379999999999995E-2,7.8630000000000005E-2,9.1480000000000006E-2,0.10607,0.12252,0.14091999999999999,0.1613,0.18367,0.20794000000000001,0.23397000000000001]
[null,null,"Congo",{"$f":"ROUND(HistVREShare!$BF33,5)","v":0},{"$f":"INDEX(y_GP,MATCH(D31,y_GP,1)+(E$4-D$4))","v":1.0000000000000001E-5},2.0000000000000002E-5,3.0000000000000001E-5,4.0000000000000003E-5,5.0000000000000002E-5,6.0000000000000002E-5,8.0000000000000007E-5,9.0000000000000006E-5,1.1E-4,1.2999999999999999E-4,1.4999999999999999E-4,1.8000000000000001E-4,2.1000000000000001E-4,2.5000000000000001E-4,2.9999999999999997E-4,3.6000000000000002E-4,4.2000000000000002E-4,5.0000000000000001E-4,5.9999999999999995E-4,7.1000000000000002E-4,8.4000000000000003E-4,1E-3,1.1900000000000001E-3,1.42E-3,1.6800000000000001E-3,2E-3,2.3700000000000001E-3,2.81E-3,3.3400000000000001E-3,3.96E-3,4.7000000000000002E-3,5.5799999999999999E-3,6.62E-3,7.8499999999999993E-3,9.3100000000000006E-3]
[null,null,"Costa Rica",{"$f":"ROUND(HistVREShare!$BF34,5)","v":0.10017},{"$f":"INDEX(y_GP,MATCH(D32,y_GP,1)+(E$4-D$4))","v":0.10607},0.12252,0.14091999999999999,0.1613,0.18367,0.20794000000000001,0.23397000000000001,0.26151999999999997,0.2903,0.31992999999999999,0.35,0.38007000000000002,0.40970000000000001,0.43847999999999998,0.46603,0.49206,0.51632999999999996,0.53869999999999996,0.55908000000000002,0.57747999999999999,0.59392999999999996,0.60851999999999995,0.62136999999999998,0.63261999999999996,0.64239999999999997,0.65088000000000001,0.65819000000000005,0.66447000000000001,0.66984999999999995,0.67444999999999999,0.67835999999999996,0.68169999999999997,0.68452999999999997,0.68693000000000004,0.68896999999999997]
[null,null,"Côte d'Ivoire",{"$f":"ROUND(HistVREShare!$BF35,5)","v":0},{"$f":"INDEX(y_GP,MATCH(D33,y_GP,1)+(E$4-D$4))","v":1.0000000000000001E-5},2.0000000000000002E-5,3.0000000000000001E-5,4.0000000000000003E-5,5.0000000000000002E-5,6.0000000000000002E-5,8.0000000000000007E-5,9.0000000000000006E-5,1.1E-4,1.2999999999999999E-4,1.4999999999999999E-4,1.8000000000000001E-4,2.1000000000000001E-4,2.5000000000000001E-4,2.9999999999999997E-4,3.6000000000000002E-4,4.2000000000000002E-4,5.0000000000000001E-4,5.9999999999999995E-4,7.1000000000000002E-4,8.4000000000000003E-4,1E-3,1.1900000000000001E-3,1.42E-3,1.6800000000000001E-3,2E-3,2.3700000000000001E-3,2.81E-3,3.3400000000000001E-3,3.96E-3,4.7000000000000002E-3,5.5799999999999999E-3,6.62E-3,7.8499999999999993E-3,9.3100000000000006E-3]
[null,null,"Croatia",{"$f":"ROUND(HistVREShare!$BF36,5)","v":7.5899999999999995E-2},{"$f":"INDEX(y_GP,MATCH(D34,y_GP,1)+(E$4-D$4))","v":7.8630000000000005E-2},9.1480000000000006E-2,0.10607,0.12252,0.14091999999999999,0.1613,0.18367,0.20794000000000001,0.23397000000000001,0.26151999999999997,0.2903,0.31992999999999999,0.35,0.38007000000000002,0.40970000000000001,0.43847999999999998,0.46603,0.49206,0.51632999999999996,0.53869999999999996,0.55908000000000002,0.57747999999999999,0.59392999999999996,0.60851999999999995,0.62136999999999998,0.63261999999999996,0.64239999999999997,0.65088000000000001,0.65819000000000005,0.66447000000000001,0.66984999999999995,0.67444999999999999,0.67835999999999996,0.68169999999999997,0.68452999999999997]
[null,null,"Cuba",{"$f":"ROUND(HistVREShare!$BF37,5)","v":2.4599999999999999E-3},{"$f":"INDEX(y_GP,MATCH(D35,y_GP,1)+(E$4-D$4))","v":2.81E-3},3.3400000000000001E-3,3.96E-3,4.7000000000000002E-3,5.5799999999999999E-3,6.62E-3,7.8499999999999993E-3,9.3100000000000006E-3,1.103E-2,1.307E-2,1.5469999999999999E-2,1.83E-2,2.164E-2,2.555E-2,3.015E-2,3.5529999999999999E-2,4.181E-2,4.9119999999999997E-2,5.7599999999999998E-2,6.7379999999999995E-2,7.8630000000000005E-2,9.1480000000000006E-2,0.10607,0.12252,0.14091999999999999,0.1613,0.18367,0.20794000000000001,0.23397000000000001,0.26151999999999997,0.2903,0.31992999999999999,0.35,0.38007000000000002,0.40970000000000001]
[null,null,"Curaçao",{"$f":"ROUND(HistVREShare!$BF38,5)","v":0},{"$f":"INDEX(y_GP,MATCH(D36,y_GP,1)+(E$4-D$4))","v":1.0000000000000001E-5},2.0000000000000002E-5,3.0000000000000001E-5,4.0000000000000003E-5,5.0000000000000002E-5,6.0000000000000002E-5,8.0000000000000007E-5,9.0000000000000006E-5,1.1E-4,1.2999999999999999E-4,1.4999999999999999E-4,1.8000000000000001E-4,2.1000000000000001E-4,2.5000000000000001E-4,2.9999999999999997E-4,3.6000000000000002E-4,4.2000000000000002E-4,5.0000000000000001E-4,5.9999999999999995E-4,7.1000000000000002E-4,8.4000000000000003E-4,1E-3,1.1900000000000001E-3,1.42E-3,1.6800000000000001E-3,2E-3,2.3700000000000001E-3,2.81E-3,3.3400000000000001E-3,3.96E-3,4.7000000000000002E-3,5.5799999999999999E-3,6.62E-3,7.8499999999999993E-3,9.3100000000000006E-3]
[null,null,"Cyprus",{"$f":"ROUND(HistVREShare!$BF39,5)","v":7.6550000000000007E-2},{"$f":"INDEX(y_GP,MATCH(D37,y_GP,1)+(E$4-D$4))","v":7.8630000000000005E-2},9.1480000000000006E-2,0.10607,0.12252,0.14091999999999999,0.1613,0.18367,0.20794000000000001,0.23397000000000001,0.26151999999999997,0.2903,0.31992999999999999,0.35,0.38007000000000002,0.40970000000000001,0.43847999999999998,0.46603,0.49206,0.51632999999999996,0.53869999999999996,0.55908000000000002,0.57747999999999999,0.59392999999999996,0.60851999999999995,0.62136999999999998,0.63261999999999996,0.64239999999999997,0.65088000000000001,0.65819000000000005,0.66447000000000001,0.66984999999999995,0.67444999999999999,0.67835999999999996,0.68169999999999997,0.68452999999999997]
[null,null,"Czech Republic",{"$f":"ROUND(HistVREShare!$BF40,5)","v":3.4340000000000002E-2},{"$f":"INDEX(y_GP,MATCH(D38,y_GP,1)+(E$4-D$4))","v":3.5529999999999999E-2},4.181E-2,4.9119999999999997E-2,5.7599999999999998E-2,6.7379999999999995E-2,7.8630000000000005E-2,9.1480000000000006E-2,0.10607,0.12252,0.14091999999999999,0.1613,0.18367,0.20794000000000001,0.23397000000000001,0.26151999999999997,0.2903,0.31992999999999999,0.35,0.38007000000000002,0.40970000000000001,0.43847999999999998,0.46603,0.49206,0.51632999999999996,0.53869999999999996,0.55908000000000002,0.57747999999999999,0.59392999999999996,0.60851999999999995,0.62136999999999998,0.63261999999999996,0.64239999999999997,0.65088000000000001,0.65819000000000005,0.66447000000000001]
[null,null,"North Korea",{"$f":"ROUND(HistVREShare!$BF41,5)","v":0},{"$f":"INDEX(y_GP,MATCH(D39,y_GP,1)+(E$4-D$4))","v":1.0000000000000001E-5},2.0000000000000002E-5,3.0000000000000001E-5,4.0000000000000003E-5,5.0000000000000002E-5,6.0000000000000002E-5,8.0000000000000007E-5,9.0000000000000006E-5,1.1E-4,1.2999999999999999E-4,1.4999999999999999E-4,1.8000000000000001E-4,2.1000000000000001E-4,2.5000000000000001E-4,2.9999999999999997E-4,3.6000000000000002E-4,4.2000000000000002E-4,5.0000000000000001E-4,5.9999999999999995E-4,7.1000000000000002E-4,8.4000000000000003E-4,1E-3,1.1900000000000001E-3,1.42E-3,1.6800000000000001E-3,2E-3,2.3700000000000001E-3,2.81E-3,3.3400000000000001E-3,3.96E-3,4.7000000000000002E-3,5.5799999999999999E-3,6.62E-3,7.8499999999999993E-3,9.3100000000000006E-3]
[null,null,"Democratic Republic of the Congo",{"$f":"ROUND(HistVREShare!$BF42,5)","v":0},{"$f":"INDEX(y_GP,MATCH(D40,y_GP,1)+(E$4-D$4))","v":1.0000000000000001E-5},2.0000000000000002E-5,3.0000000000000001E-5,4.0000000000000003E-5,5.0000000000000002E-5,6.0000000000000002E-5,8.0000000000000007E-5,9.0000000000000006E-5,1.1E-4,1.2999999999999999E-4,1.4999999999999999E-4,1.8000000000000001E-4,2.1000000000000001E-4,2.5000000000000001E-4,2.9999999999999997E-4,3.6000000000000002E-4,4.2000000000000002E-4,5.0000000000000001E-4,5.9999999999999995E-4,7.1000000000000002E-4,8.4000000000000003E-4,1E-3,1.1900000000000001E-3,1.42E-3,1.6800000000000001E-3,2E-3,2.3700000000000001E-3,2.81E-3,3.3400000000000001E-3,3.96E-3,4.7000000000000002E-3,5.5799999999999999E-3,6.62E-3,7.8499999999999993E-3,9.3100000000000006E-3]
[null,null,"Denmark",{"$f":"ROUND(HistVREShare!$BF43,5)","v":0.50912000000000002},{"$f":"INDEX(y_GP,MATCH(D41,y_GP,1)+(E$4-D$4))","v":0.51632999999999996},0.53869999999999996,0.55908000000000002,0.57747999999999999,0.59392999999999996,0.60851999999999995,0.62136999999999998,0.63261999999999996,0.64239999999999997,0.65088000000000001,0.65819000000000005,0.66447000000000001,0.66984999999999995,0.67444999999999999,0.67835999999999996,0.68169999999999997,0.68452999999999997,0.68693000000000004,0.68896999999999997,0.69069000000000003,0.69215000000000004,0.69338,0.69442000000000004,0.69530000000000003,0.69603999999999999,0.69665999999999995,0.69718999999999998,0.69762999999999997,0.69799999999999995,0.69832000000000005,0.69857999999999998,0.69881000000000004,0.69899999999999995,0.69916,0.69928999999999997]
[null,null,"Dominican Republic",{"$f":"ROUND(HistVREShare!$BF44,5)","v":4.8849999999999998E-2},{"$f":"INDEX(y_GP,MATCH(D42,y_GP,1)+(E$4-D$4))","v":4.9119999999999997E-2},5.7599999999999998E-2,6.7379999999999995E-2,7.8630000000000005E-2,9.1480000000000006E-2,0.10607,0.12252,0.14091999999999999,0.1613,0.18367,0.20794000000000001,0.23397000000000001,0.26151999999999997,0.2903,0.31992999999999999,0.35,0.38007000000000002,0.40970000000000001,0.43847999999999998,0.46603,0.49206,0.51632999999999996,0.53869999999999996,0.55908000000000002,0.57747999999999999,0.59392999999999996,0.60851999999999995,0.62136999999999998,0.63261999999999996,0.64239999999999997,0.65088000000000001,0.65819000000000005,0.66447000000000001,0.66984999999999995,0.67444999999999999]
[null,null,"Ecuador",{"$f":"ROUND(HistVREShare!$BF45,5)","v":5.2300000000000003E-3},{"$f":"INDEX(y_GP,MATCH(D43,y_GP,1)+(E$4-D$4))","v":5.5799999999999999E-3},6.62E-3,7.8499999999999993E-3,9.3100000000000006E-3,1.103E-2,1.307E-2,1.5469999999999999E-2,1.83E-2,2.164E-2,2.555E-2,3.015E-2,3.5529999999999999E-2,4.181E-2,4.9119999999999997E-2,5.7599999999999998E-2,6.7379999999999995E-2,7.8630000000000005E-2,9.1480000000000006E-2,0.10607,0.12252,0.14091999999999999,0.1613,0.18367,0.20794000000000001,0.23397000000000001,0.26151999999999997,0.2903,0.31992999999999999,0.35,0.38007000000000002,0.40970000000000001,0.43847999999999998,0.46603,0.49206,0.51632999999999996]
[null,null,"Egypt",{"$f":"ROUND(HistVREShare!$BF46,5)","v":1.1950000000000001E-2},{"$f":"INDEX(y_GP,MATCH(D44,y_GP,1)+(E$4-D$4))","v":1.307E-2},1.5469999999999999E-2,1.83E-2,2.164E-2,2.555E-2,3.015E-2,3.5529999999999999E-2,4.181E-2,4.9119999999999997E-2,5.7599999999999998E-2,6.7379999999999995E-2,7.8630000000000005E-2,9.1480000000000006E-2,0.10607,0.12252,0.14091999999999999,0.1613,0.18367,0.20794000000000001,0.23397000000000001,0.26151999999999997,0.2903,0.31992999999999999,0.35,0.38007000000000002,0.40970000000000001,0.43847999999999998,0.46603,0.49206,0.51632999999999996,0.53869999999999996,0.55908000000000002,0.57747999999999999,0.59392999999999996,0.60851999999999995]
[null,null,"El Salvador",{"$f":"ROUND(HistVREShare!$BF47,5)","v":0},{"$f":"INDEX(y_GP,MATCH(D45,y_GP,1)+(E$4-D$4))","v":1.0000000000000001E-5},2.0000000000000002E-5,3.0000000000000001E-5,4.0000000000000003E-5,5.0000000000000002E-5,6.0000000000000002E-5,8.0000000000000007E-5,9.0000000000000006E-5,1.1E-4,1.2999999999999999E-4,1.4999999999999999E-4,1.8000000000000001E-4,2.1000000000000001E-4,2.5000000000000001E-4,2.9999999999999997E-4,3.6000000000000002E-4,4.2000000000000002E-4,5.0000000000000001E-4,5.9999999999999995E-4,7.1000000000000002E-4,8.4000000000000003E-4,1E-3,1.1900000000000001E-3,1.42E-3,1.6800000000000001E-3,2E-3,2.3700000000000001E-3,2.81E-3,3.3400000000000001E-3,3.96E-3,4.7000000000000002E-3,5.5799999999999999E-3,6.62E-3,7.8499999999999993E-3,9.3100000000000006E-3]
[null,null,"Eritrea",{"$f":"ROUND(HistVREShare!$BF48,5)","v":4.9300000000000004E-3},{"$f":"INDEX(y_GP,MATCH(D46,y_GP,1)+(E$4-D$4))","v":5.5799999999999999E-3},6.62E-3,7.8499999999999993E-3,9.3100000000000006E-3,1.103E-2,1.307E-2,1.5469999999999999E-2,1.83E-2,2.164E-2,2.555E-2,3.015E-2,3.5529999999999999E-2,4.181E-2,4.9119999999999997E-2,5.7599999999999998E-2,6.7379999999999995E-2,7.8630000000000005E-2,9.1480000000000006E-2,0.10607,0.12252,0.14091999999999999,0.1613,0.18367,0.20794000000000001,0.23397000000000001,0.26151999999999997,0.2903,0.31992999999999999,0.35,0.38007000000000002,0.40970000000000001,0.43847999999999998,0.46603,0.49206,0.51632999999999996]
[null,null,"Estonia",{"$f":"ROUND(HistVREShare!$BF49,5)","v":6.8760000000000002E-2},{"$f":"INDEX(y_GP,MATCH(D47,y_GP,1)+(E$4-D$4))","v":7.8630000000000005E-2},9.1480000000000006E-2,0.10607,0.12252,0.14091999999999999,0.1613,0.18367,0.20794000000000001,0.23397000000000001,0.26151999999999997,0.2903,0.31992999999999999,0.35,0.38007000000000002,0.40970000000000001,0.43847999999999998,0.46603,0.49206,0.51632999999999996,0.53869999999999996,0.55908000000000002,0.57747999999999999,0.59392999999999996,0.60851999999999995,0.62136999999999998,0.63261999999999996,0.64239999999999997,0.65088000000000001,0.65819000000000005,0.66447000000000001,0.66984999999999995,0.67444999999999999,0.67835999999999996,0.68169999999999997,0.68452999999999997]
[null,null,"Ethiopia",{"$f":"ROUND(HistVREShare!$BF50,5)","v":7.2720000000000007E-2},{"$f":"INDEX(y_GP,MATCH(D48,y_GP,1)+(E$4-D$4))","v":7.8630000000000005E-2},9.1480000000000006E-2,0.10607,0.12252,0.14091999999999999,0.1613,0.18367,0.20794000000000001,0.23397000000000001,0.26151999999999997,0.2903,0.31992999999999999,0.35,0.38007000000000002,0.40970000000000001,0.43847999999999998,0.46603,0.49206,0.51632999999999996,0.53869999999999996,0.55908000000000002,0.57747999999999999,0.59392999999999996,0.60851999999999995,0.62136999999999998,0.63261999999999996,0.64239999999999997,0.65088000000000001,0.65819000000000005,0.66447000000000001,0.66984999999999995,0.67444999999999999,0.67835999999999996,0.68169999999999997,0.68452999999999997]
[null,null,"Finland",{"$f":"ROUND(HistVREShare!$BF51,5)","v":3.4049999999999997E-2},{"$f":"INDEX(y_GP,MATCH(D49,y_GP,1)+(E$4-D$4))","v":3.5529999999999999E-2},4.181E-2,4.9119999999999997E-2,5.7599999999999998E-2,6.7379999999999995E-2,7.8630000000000005E-2,9.1480000000000006E-2,0.10607,0.12252,0.14091999999999999,0.1613,0.18367,0.20794000000000001,0.23397000000000001,0.26151999999999997,0.2903,0.31992999999999999,0.35,0.38007000000000002,0.40970000000000001,0.43847999999999998,0.46603,0.49206,0.51632999999999996,0.53869999999999996,0.55908000000000002,0.57747999999999999,0.59392999999999996,0.60851999999999995,0.62136999999999998,0.63261999999999996,0.64239999999999997,0.65088000000000001,0.65819000000000005,0.66447000000000001]
[null,null,"Macedonia, FYR",{"$f":"ROUND(HistVREShare!$BF52,5)","v":2.5499999999999998E-2},{"$f":"INDEX(y_GP,MATCH(D50,y_GP,1)+(E$4-D$4))","v":2.555E-2},3.015E-2,3.5529999999999999E-2,4.181E-2,4.9119999999999997E-2,5.7599999999999998E-2,6.7379999999999995E-2,7.8630000000000005E-2,9.1480000000000006E-2,0.10607,0.12252,0.14091999999999999,0.1613,0.18367,0.20794000000000001,0.23397000000000001,0.26151999999999997,0.2903,0.31992999999999999,0.35,0.38007000000000002,0.40970000000000001,0.43847999999999998,0.46603,0.49206,0.51632999999999996,0.53869999999999996,0.55908000000000002,0.57747999999999999,0.59392999999999996,0.60851999999999995,0.62136999999999998,0.63261999999999996,0.64239999999999997,0.65088000000000001]
[null,null,"France",{"$f":"ROUND(HistVREShare!$BF53,5)","v":5.0430000000000003E-2},{"$f":"INDEX(y_GP,MATCH(D51,y_GP,1)+(E$4-D$4))","v":5.7599999999999998E-2},6.7379999999999995E-2,7.8630000000000005E-2,9.1480000000000006E-2,0.10607,0.12252,0.14091999999999999,0.1613,0.18367,0.20794000000000001,0.23397000000000001,0.26151999999999997,0.2903,0.31992999999999999,0.35,0.38007000000000002,0.40970000000000001,0.43847999999999998,0.46603,0.49206,0.51632999999999996,0.53869999999999996,0.55908000000000002,0.57747999999999999,0.59392999999999996,0.60851999999999995,0.62136999999999998,0.63261999999999996,0.64239999999999997,0.65088000000000001,0.65819000000000005,0.66447000000000001,0.66984999999999995,0.67444999999999999,0.67835999999999996]
[null,null,"Gabon",{"$f":"ROUND(HistVREShare!$BF54,5)","v":9.3999999999999997E-4},{"$f":"INDEX(y_GP,MATCH(D52,y_GP,1)+(E$4-D$4))","v":1E-3},1.1900000000000001E-3,1.42E-3,1.6800000000000001E-3,2E-3,2.3700000000000001E-3,2.81E-3,3.3400000000000001E-3,3.96E-3,4.7000000000000002E-3,5.5799999999999999E-3,6.62E-3,7.8499999999999993E-3,9.3100000000000006E-3,1.103E-2,1.307E-2,1.5469999999999999E-2,1.83E-2,2.164E-2,2.555E-2,3.015E-2,3.5529999999999999E-2,4.181E-2,4.9119999999999997E-2,5.7599999999999998E-2,6.7379999999999995E-2,7.8630000000000005E-2,9.1480000000000006E-2,0.10607,0.12252,0.14091999999999999,0.1613,0.18367,0.20794000000000001,0.23397000000000001]
[null,null,"Georgia",{"$f":"ROUND(HistVREShare!$BF55,5)","v":0},{"$f":"INDEX(y_GP,MATCH(D53,y_GP,1)+(E$4-D$4))","v":1.0000000000000001E-5},2.0000000000000002E-5,3.0000000000000001E-5,4.0000000000000003E-5,5.0000000000000002E-5,6.0000000000000002E-5,8.0000000000000007E-5,9.0000000000000006E-5,1.1E-4,1.2999999999999999E-4,1.4999999999999999E-4,1.8000000000000001E-4,2.1000000000000001E-4,2.5000000000000001E-4,2.9999999999999997E-4,3.6000000000000002E-4,4.2000000000000002E-4,5.0000000000000001E-4,5.9999999999999995E-4,7.1000000000000002E-4,8.4000000000000003E-4,1E-3,1.1900000000000001E-3,1.42E-3,1.6800000000000001E-3,2E-3,2.3700000000000001E-3,2.81E-3,3.3400000000000001E-3,3.96E-3,4.7000000000000002E-3,5.5799999999999999E-3,6.62E-3,7.8499999999999993E-3,9.3100000000000006E-3]
[null,null,"Germany",{"$f":"ROUND(HistVREShare!$BF56,5)","v":0.18398999999999999},{"$f":"INDEX(y_GP,MATCH(D54,y_GP,1)+(E$4-D$4))","v":0.20794000000000001},0.23397000000000001,0.26151999999999997,0.2903,0.31992999999999999,0.35,0.38007000000000002,0.40970000000000001,0.43847999999999998,0.46603,0.49206,0.51632999999999996,0.53869999999999996,0.55908000000000002,0.57747999999999999,0.59392999999999996,0.60851999999999995,0.62136999999999998,0.63261999999999996,0.64239999999999997,0.65088000000000001,0.65819000000000005,0.66447000000000001,0.66984999999999995,0.67444999999999999,0.67835999999999996,0.68169999999999997,0.68452999999999997,0.68693000000000004,0.68896999999999997,0.69069000000000003,0.69215000000000004,0.69338,0.69442000000000004,0.69530000000000003]
[null,null,"Ghana",{"$f":"ROUND(HistVREShare!$BF57,5)","v":2.5999999999999998E-4},{"$f":"INDEX(y_GP,MATCH(D55,y_GP,1)+(E$4-D$4))","v":2.9999999999999997E-4},3.6000000000000002E-4,4.2000000000000002E-4,5.0000000000000001E-4,5.9999999999999995E-4,7.1000000000000002E-4,8.4000000000000003E-4,1E-3,1.1900000000000001E-3,1.42E-3,1.6800000000000001E-3,2E-3,2.3700000000000001E-3,2.81E-3,3.3400000000000001E-3,3.96E-3,4.7000000000000002E-3,5.5799999999999999E-3,6.62E-3,7.8499999999999993E-3,9.3100000000000006E-3,1.103E-2,1.307E-2,1.5469999999999999E-2,1.83E-2,2.164E-2,2.555E-2,3.015E-2,3.5529999999999999E-2,4.181E-2,4.9119999999999997E-2,5.7599999999999998E-2,6.7379999999999995E-2,7.8630000000000005E-2,9.1480000000000006E-2]
[null,null,"Gibraltar",{"$f":"ROUND(HistVREShare!$BF58,5)","v":0},{"$f":"INDEX(y_GP,MATCH(D56,y_GP,1)+(E$4-D$4))","v":1.0000000000000001E-5},2.0000000000000002E-5,3.0000000000000001E-5,4.0000000000000003E-5,5.0000000000000002E-5,6.0000000000000002E-5,8.0000000000000007E-5,9.0000000000000006E-5,1.1E-4,1.2999999999999999E-4,1.4999999999999999E-4,1.8000000000000001E-4,2.1000000000000001E-4,2.5000000000000001E-4,2.9999999999999997E-4,3.6000000000000002E-4,4.2000000000000002E-4,5.0000000000000001E-4,5.9999999999999995E-4,7.1000000000000002E-4,8.4000000000000003E-4,1E-3,1.1900000000000001E-3,1.42E-3,1.6800000000000001E-3,2E-3,2.3700000000000001E-3,2.81E-3,3.3400000000000001E-3,3.96E-3,4.7000000000000002E-3,5.5799999999999999E-3,6.62E-3,7.8499999999999993E-3,9.3100000000000006E-3]
[null,null,"Greece",{"$f":"ROUND(HistVREShare!$BF59,5)","v":0.16442999999999999},{"$f":"INDEX(y_GP,MATCH(D57,y_GP,1)+(E$4-D$4))","v":0.18367},0.20794000000000001,0.23397000000000001,0.26151999999999997,0.2903,0.31992999999999999,0.35,0.38007000000000002,0.40970000000000001,0.43847999999999998,0.46603,0.49206,0.51632999999999996,0.53869999999999996,0.55908000000000002,0.57747999999999999,0.59392999999999996,0.60851999999999995,0.62136999999999998,0.63261999999999996,0.64239999999999997,0.65088000000000001,0.65819000000000005,0.66447000000000001,0.66984999999999995,0.67444999999999999,0.67835999999999996,0.68169999999999997,0.68452999999999997,0.68693000000000004,0.68896999999999997,0.69069000000000003,0.69215000000000004,0.69338,0.69442000000000004]
[null,null,"Guatemala",{"$f":"ROUND(HistVREShare!$BF60,5)","v":2.2009999999999998E-2},{"$f":"INDEX(y_GP,MATCH(D58,y_GP,1)+(E$4-D$4))","v":2.555E-2},3.015E-2,3.5529999999999999E-2,4.181E-2,4.9119999999999997E-2,5.7599999999999998E-2,6.7379999999999995E-2,7.8630000000000005E-2,9.1480000000000006E-2,0.10607,0.12252,0.14091999999999999,0.1613,0.18367,0.20794000000000001,0.23397000000000001,0.26151999999999997,0.2903,0.31992999999999999,0.35,0.38007000000000002,0.40970000000000001,0.43847999999999998,0.46603,0.49206,0.51632999999999996,0.53869999999999996,0.55908000000000002,0.57747999999999999,0.59392999999999996,0.60851999999999995,0.62136999999999998,0.63261999999999996,0.64239999999999997,0.65088000000000001]
[null,null,"Haiti",{"$f":"ROUND(HistVREShare!$BF61,5)","v":0},{"$f":"INDEX(y_GP,MATCH(D59,y_GP,1)+(E$4-D$4))","v":1.0000000000000001E-5},2.0000000000000002E-5,3.0000000000000001E-5,4.0000000000000003E-5,5.0000000000000002E-5,6.0000000000000002E-5,8.0000000000000007E-5,9.0000000000000006E-5,1.1E-4,1.2999999999999999E-4,1.4999999999999999E-4,1.8000000000000001E-4,2.1000000000000001E-4,2.5000000000000001E-4,2.9999999999999997E-4,3.6000000000000002E-4,4.2000000000000002E-4,5.0000000000000001E-4,5.9999999999999995E-4,7.1000000000000002E-4,8.4000000000000003E-4,1E-3,1.1900000000000001E-3,1.42E-3,1.6800000000000001E-3,2E-3,2.3700000000000001E-3,2.81E-3,3.3400000000000001E-3,3.96E-3,4.7000000000000002E-3,5.5799999999999999E-3,6.62E-3,7.8499999999999993E-3,9.3100000000000006E-3]
[null,null,"Honduras",{"$f":"ROUND(HistVREShare!$BF62,5)","v":0.12069000000000001},{"$f":"INDEX(y_GP,MATCH(D60,y_GP,1)+(E$4-D$4))","v":0.12252},0.14091999999999999,0.1613,0.18367,0.20794000000000001,0.23397000000000001,0.26151999999999997,0.2903,0.31992999999999999,0.35,0.38007000000000002,0.40970000000000001,0.43847999999999998,0.46603,0.49206,0.51632999999999996,0.53869999999999996,0.55908000000000002,0.57747999999999999,0.59392999999999996,0.60851999999999995,0.62136999999999998,0.63261999999999996,0.64239999999999997,0.65088000000000001,0.65819000000000005,0.66447000000000001,0.66984999999999995,0.67444999999999999,0.67835999999999996,0.68169999999999997,0.68452999999999997,0.68693000000000004,0.68896999999999997,0.69069000000000003]
[null,null,"Hong Kong (China)",{"$f":"ROUND(HistVREShare!$BF63,5)","v":8.0000000000000007E-5},{"$f":"INDEX(y_GP,MATCH(D61,y_GP,1)+(E$4-D$4))","v":9.0000000000000006E-5},1.1E-4,1.2999999999999999E-4,1.4999999999999999E-4,1.8000000000000001E-4,2.1000000000000001E-4,2.5000000000000001E-4,2.9999999999999997E-4,3.6000000000000002E-4,4.2000000000000002E-4,5.0000000000000001E-4,5.9999999999999995E-4,7.1000000000000002E-4,8.4000000000000003E-4,1E-3,1.1900000000000001E-3,1.42E-3,1.6800000000000001E-3,2E-3,2.3700000000000001E-3,2.81E-3,3.3400000000000001E-3,3.96E-3,4.7000000000000002E-3,5.5799999999999999E-3,6.62E-3,7.8499999999999993E-3,9.3100000000000006E-3,1.103E-2,1.307E-2,1.5469999999999999E-2,1.83E-2,2.164E-2,2.555E-2,3.015E-2]
[null,null,"Hungary",{"$f":"ROUND(HistVREShare!$BF64,5)","v":2.6890000000000001E-2},{"$f":"INDEX(y_GP,MATCH(D62,y_GP,1)+(E$4-D$4))","v":3.015E-2},3.5529999999999999E-2,4.181E-2,4.9119999999999997E-2,5.7599999999999998E-2,6.7379999999999995E-2,7.8630000000000005E-2,9.1480000000000006E-2,0.10607,0.12252,0.14091999999999999,0.1613,0.18367,0.20794000000000001,0.23397000000000001,0.26151999999999997,0.2903,0.31992999999999999,0.35,0.38007000000000002,0.40970000000000001,0.43847999999999998,0.46603,0.49206,0.51632999999999996,0.53869999999999996,0.55908000000000002,0.57747999999999999,0.59392999999999996,0.60851999999999995,0.62136999999999998,0.63261999999999996,0.64239999999999997,0.65088000000000001,0.65819000000000005]
[null,null,"Iceland",{"$f":"ROUND(HistVREShare!$BF65,5)","v":5.9000000000000003E-4},{"$f":"INDEX(y_GP,MATCH(D63,y_GP,1)+(E$4-D$4))","v":5.9999999999999995E-4},7.1000000000000002E-4,8.4000000000000003E-4,1E-3,1.1900000000000001E-3,1.42E-3,1.6800000000000001E-3,2E-3,2.3700000000000001E-3,2.81E-3,3.3400000000000001E-3,3.96E-3,4.7000000000000002E-3,5.5799999999999999E-3,6.62E-3,7.8499999999999993E-3,9.3100000000000006E-3,1.103E-2,1.307E-2,1.5469999999999999E-2,1.83E-2,2.164E-2,2.555E-2,3.015E-2,3.5529999999999999E-2,4.181E-2,4.9119999999999997E-2,5.7599999999999998E-2,6.7379999999999995E-2,7.8630000000000005E-2,9.1480000000000006E-2,0.10607,0.12252,0.14091999999999999,0.1613]
[null,null,"India",{"$f":"ROUND(HistVREShare!$BF66,5)","v":3.798E-2},{"$f":"INDEX(y_GP,MATCH(D64,y_GP,1)+(E$4-D$4))","v":4.181E-2},4.9119999999999997E-2,5.7599999999999998E-2,6.7379999999999995E-2,7.8630000000000005E-2,9.1480000000000006E-2,0.10607,0.12252,0.14091999999999999,0.1613,0.18367,0.20794000000000001,0.23397000000000001,0.26151999999999997,0.2903,0.31992999999999999,0.35,0.38007000000000002,0.40970000000000001,0.43847999999999998,0.46603,0.49206,0.51632999999999996,0.53869999999999996,0.55908000000000002,0.57747999999999999,0.59392999999999996,0.60851999999999995,0.62136999999999998,0.63261999999999996,0.64239999999999997,0.65088000000000001,0.65819000000000005,0.66447000000000001,0.66984999999999995]
[null,null,"Indonesia",{"$f":"ROUND(HistVREShare!$BF67,5)","v":4.0000000000000003E-5},{"$f":"INDEX(y_GP,MATCH(D65,y_GP,1)+(E$4-D$4))","v":5.0000000000000002E-5},6.0000000000000002E-5,8.0000000000000007E-5,9.0000000000000006E-5,1.1E-4,1.2999999999999999E-4,1.4999999999999999E-4,1.8000000000000001E-4,2.1000000000000001E-4,2.5000000000000001E-4,2.9999999999999997E-4,3.6000000000000002E-4,4.2000000000000002E-4,5.0000000000000001E-4,5.9999999999999995E-4,7.1000000000000002E-4,8.4000000000000003E-4,1E-3,1.1900000000000001E-3,1.42E-3,1.6800000000000001E-3,2E-3,2.3700000000000001E-3,2.81E-3,3.3400000000000001E-3,3.96E-3,4.7000000000000002E-3,5.5799999999999999E-3,6.62E-3,7.8499999999999993E-3,9.3100000000000006E-3,1.103E-2,1.307E-2,1.5469999999999999E-2,1.83E-2]
[null,null,"Iran",{"$f":"ROUND(HistVREShare!$BF68,5)","v":7.9000000000000001E-4},{"$f":"INDEX(y_GP,MATCH(D66,y_GP,1)+(E$4-D$4))","v":8.4000000000000003E-4},1E-3,1.1900000000000001E-3,1.42E-3,1.6800000000000001E-3,2E-3,2.3700000000000001E-3,2.81E-3,3.3400000000000001E-3,3.96E-3,4.7000000000000002E-3,5.5799999999999999E-3,6.62E-3,7.8499999999999993E-3,9.3100000000000006E-3,1.103E-2,1.307E-2,1.5469999999999999E-2,1.83E-2,2.164E-2,2.555E-2,3.015E-2,3.5529999999999999E-2,4.181E-2,4.9119999999999997E-2,5.7599999999999998E-2,6.7379999999999995E-2,7.8630000000000005E-2,9.1480000000000006E-2,0.10607,0.12252,0.14091999999999999,0.1613,0.18367,0.20794000000000001]
[null,null,"Iraq",{"$f":"ROUND(HistVREShare!$BF69,5)","v":0},{"$f":"INDEX(y_GP,MATCH(D67,y_GP,1)+(E$4-D$4))","v":1.0000000000000001E-5},2.0000000000000002E-5,3.0000000000000001E-5,4.0000000000000003E-5,5.0000000000000002E-5,6.0000000000000002E-5,8.0000000000000007E-5,9.0000000000000006E-5,1.1E-4,1.2999999999999999E-4,1.4999999999999999E-4,1.8000000000000001E-4,2.1000000000000001E-4,2.5000000000000001E-4,2.9999999999999997E-4,3.6000000000000002E-4,4.2000000000000002E-4,5.0000000000000001E-4,5.9999999999999995E-4,7.1000000000000002E-4,8.4000000000000003E-4,1E-3,1.1900000000000001E-3,1.42E-3,1.6800000000000001E-3,2E-3,2.3700000000000001E-3,2.81E-3,3.3400000000000001E-3,3.96E-3,4.7000000000000002E-3,5.5799999999999999E-3,6.62E-3,7.8499999999999993E-3,9.3100000000000006E-3]
[null,null,"Ireland",{"$f":"ROUND(HistVREShare!$BF70,5)","v":0.23399},{"$f":"INDEX(y_GP,MATCH(D68,y_GP,1)+(E$4-D$4))","v":0.26151999999999997},0.2903,0.31992999999999999,0.35,0.38007000000000002,0.40970000000000001,0.43847999999999998,0.46603,0.49206,0.51632999999999996,0.53869999999999996,0.55908000000000002,0.57747999999999999,0.59392999999999996,0.60851999999999995,0.62136999999999998,0.63261999999999996,0.64239999999999997,0.65088000000000001,0.65819000000000005,0.66447000000000001,0.66984999999999995,0.67444999999999999,0.67835999999999996,0.68169999999999997,0.68452999999999997,0.68693000000000004,0.68896999999999997,0.69069000000000003,0.69215000000000004,0.69338,0.69442000000000004,0.69530000000000003,0.69603999999999999,0.69665999999999995]
[null,null,"Israel",{"$f":"ROUND(HistVREShare!$BF71,5)","v":1.7469999999999999E-2},{"$f":"INDEX(y_GP,MATCH(D69,y_GP,1)+(E$4-D$4))","v":1.83E-2},2.164E-2,2.555E-2,3.015E-2,3.5529999999999999E-2,4.181E-2,4.9119999999999997E-2,5.7599999999999998E-2,6.7379999999999995E-2,7.8630000000000005E-2,9.1480000000000006E-2,0.10607,0.12252,0.14091999999999999,0.1613,0.18367,0.20794000000000001,0.23397000000000001,0.26151999999999997,0.2903,0.31992999999999999,0.35,0.38007000000000002,0.40970000000000001,0.43847999999999998,0.46603,0.49206,0.51632999999999996,0.53869999999999996,0.55908000000000002,0.57747999999999999,0.59392999999999996,0.60851999999999995,0.62136999999999998,0.63261999999999996]
[null,null,"Italy",{"$f":"ROUND(HistVREShare!$BF72,5)","v":0.13420000000000001},{"$f":"INDEX(y_GP,MATCH(D70,y_GP,1)+(E$4-D$4))","v":0.14091999999999999},0.1613,0.18367,0.20794000000000001,0.23397000000000001,0.26151999999999997,0.2903,0.31992999999999999,0.35,0.38007000000000002,0.40970000000000001,0.43847999999999998,0.46603,0.49206,0.51632999999999996,0.53869999999999996,0.55908000000000002,0.57747999999999999,0.59392999999999996,0.60851999999999995,0.62136999999999998,0.63261999999999996,0.64239999999999997,0.65088000000000001,0.65819000000000005,0.66447000000000001,0.66984999999999995,0.67444999999999999,0.67835999999999996,0.68169999999999997,0.68452999999999997,0.68693000000000004,0.68896999999999997,0.69069000000000003,0.69215000000000004]
[null,null,"Jamaica",{"$f":"ROUND(HistVREShare!$BF73,5)","v":3.0329999999999999E-2},{"$f":"INDEX(y_GP,MATCH(D71,y_GP,1)+(E$4-D$4))","v":3.5529999999999999E-2},4.181E-2,4.9119999999999997E-2,5.7599999999999998E-2,6.7379999999999995E-2,7.8630000000000005E-2,9.1480000000000006E-2,0.10607,0.12252,0.14091999999999999,0.1613,0.18367,0.20794000000000001,0.23397000000000001,0.26151999999999997,0.2903,0.31992999999999999,0.35,0.38007000000000002,0.40970000000000001,0.43847999999999998,0.46603,0.49206,0.51632999999999996,0.53869999999999996,0.55908000000000002,0.57747999999999999,0.59392999999999996,0.60851999999999995,0.62136999999999998,0.63261999999999996,0.64239999999999997,0.65088000000000001,0.65819000000000005,0.66447000000000001]
[null,null,"Japan",{"$f":"ROUND(HistVREShare!$BF74,5)","v":3.8730000000000001E-2},{"$f":"INDEX(y_GP,MATCH(D72,y_GP,1)+(E$4-D$4))","v":4.181E-2},4.9119999999999997E-2,5.7599999999999998E-2,6.7379999999999995E-2,7.8630000000000005E-2,9.1480000000000006E-2,0.10607,0.12252,0.14091999999999999,0.1613,0.18367,0.20794000000000001,0.23397000000000001,0.26151999999999997,0.2903,0.31992999999999999,0.35,0.38007000000000002,0.40970000000000001,0.43847999999999998,0.46603,0.49206,0.51632999999999996,0.53869999999999996,0.55908000000000002,0.57747999999999999,0.59392999999999996,0.60851999999999995,0.62136999999999998,0.63261999999999996,0.64239999999999997,0.65088000000000001,0.65819000000000005,0.66447000000000001,0.66984999999999995]
[null,null,"Jordan",{"$f":"ROUND(HistVREShare!$BF75,5)","v":6.5700000000000003E-3},{"$f":"INDEX(y_GP,MATCH(D73,y_GP,1)+(E$4-D$4))","v":6.62E-3},7.8499999999999993E-3,9.3100000000000006E-3,1.103E-2,1.307E-2,1.5469999999999999E-2,1.83E-2,2.164E-2,2.555E-2,3.015E-2,3.5529999999999999E-2,4.181E-2,4.9119999999999997E-2,5.7599999999999998E-2,6.7379999999999995E-2,7.8630000000000005E-2,9.1480000000000006E-2,0.10607,0.12252,0.14091999999999999,0.1613,0.18367,0.20794000000000001,0.23397000000000001,0.26151999999999997,0.2903,0.31992999999999999,0.35,0.38007000000000002,0.40970000000000001,0.43847999999999998,0.46603,0.49206,0.51632999999999996,0.53869999999999996]
[null,null,"Kazakhstan",{"$f":"ROUND(HistVREShare!$BF76,5)","v":1.6800000000000001E-3},{"$f":"INDEX(y_GP,MATCH(D74,y_GP,1)+(E$4-D$4))","v":2E-3},2.3700000000000001E-3,2.81E-3,3.3400000000000001E-3,3.96E-3,4.7000000000000002E-3,5.5799999999999999E-3,6.62E-3,7.8499999999999993E-3,9.3100000000000006E-3,1.103E-2,1.307E-2,1.5469999999999999E-2,1.83E-2,2.164E-2,2.555E-2,3.015E-2,3.5529999999999999E-2,4.181E-2,4.9119999999999997E-2,5.7599999999999998E-2,6.7379999999999995E-2,7.8630000000000005E-2,9.1480000000000006E-2,0.10607,0.12252,0.14091999999999999,0.1613,0.18367,0.20794000000000001,0.23397000000000001,0.26151999999999997,0.2903,0.31992999999999999,0.35]
[null,null,"Kenya",{"$f":"ROUND(HistVREShare!$BF77,5)","v":6.0099999999999997E-3},{"$f":"INDEX(y_GP,MATCH(D75,y_GP,1)+(E$4-D$4))","v":6.62E-3},7.8499999999999993E-3,9.3100000000000006E-3,1.103E-2,1.307E-2,1.5469999999999999E-2,1.83E-2,2.164E-2,2.555E-2,3.015E-2,3.5529999999999999E-2,4.181E-2,4.9119999999999997E-2,5.7599999999999998E-2,6.7379999999999995E-2,7.8630000000000005E-2,9.1480000000000006E-2,0.10607,0.12252,0.14091999999999999,0.1613,0.18367,0.20794000000000001,0.23397000000000001,0.26151999999999997,0.2903,0.31992999999999999,0.35,0.38007000000000002,0.40970000000000001,0.43847999999999998,0.46603,0.49206,0.51632999999999996,0.53869999999999996]
[null,null,"South Korea",{"$f":"ROUND(HistVREShare!$BF78,5)","v":9.6799999999999994E-3},{"$f":"INDEX(y_GP,MATCH(D76,y_GP,1)+(E$4-D$4))","v":1.103E-2},1.307E-2,1.5469999999999999E-2,1.83E-2,2.164E-2,2.555E-2,3.015E-2,3.5529999999999999E-2,4.181E-2,4.9119999999999997E-2,5.7599999999999998E-2,6.7379999999999995E-2,7.8630000000000005E-2,9.1480000000000006E-2,0.10607,0.12252,0.14091999999999999,0.1613,0.18367,0.20794000000000001,0.23397000000000001,0.26151999999999997,0.2903,0.31992999999999999,0.35,0.38007000000000002,0.40970000000000001,0.43847999999999998,0.46603,0.49206,0.51632999999999996,0.53869999999999996,0.55908000000000002,0.57747999999999999,0.59392999999999996]
[null,null,"Kosovo",{"$f":"ROUND(HistVREShare!$BF79,5)","v":0},{"$f":"INDEX(y_GP,MATCH(D77,y_GP,1)+(E$4-D$4))","v":1.0000000000000001E-5},2.0000000000000002E-5,3.0000000000000001E-5,4.0000000000000003E-5,5.0000000000000002E-5,6.0000000000000002E-5,8.0000000000000007E-5,9.0000000000000006E-5,1.1E-4,1.2999999999999999E-4,1.4999999999999999E-4,1.8000000000000001E-4,2.1000000000000001E-4,2.5000000000000001E-4,2.9999999999999997E-4,3.6000000000000002E-4,4.2000000000000002E-4,5.0000000000000001E-4,5.9999999999999995E-4,7.1000000000000002E-4,8.4000000000000003E-4,1E-3,1.1900000000000001E-3,1.42E-3,1.6800000000000001E-3,2E-3,2.3700000000000001E-3,2.81E-3,3.3400000000000001E-3,3.96E-3,4.7000000000000002E-3,5.5799999999999999E-3,6.62E-3,7.8499999999999993E-3,9.3100000000000006E-3]
[null,null,"Kuwait",{"$f":"ROUND(HistVREShare!$BF80,5)","v":0},{"$f":"INDEX(y_GP,MATCH(D78,y_GP,1)+(E$4-D$4))","v":1.0000000000000001E-5},2.0000000000000002E-5,3.0000000000000001E-5,4.0000000000000003E-5,5.0000000000000002E-5,6.0000000000000002E-5,8.0000000000000007E-5,9.0000000000000006E-5,1.1E-4,1.2999999999999999E-4,1.4999999999999999E-4,1.8000000000000001E-4,2.1000000000000001E-4,2.5000000000000001E-4,2.9999999999999997E-4,3.6000000000000002E-4,4.2000000000000002E-4,5.0000000000000001E-4,5.9999999999999995E-4,7.1000000000000002E-4,8.4000000000000003E-4,1E-3,1.1900000000000001E-3,1.42E-3,1.6800000000000001E-3,2E-3,2.3700000000000001E-3,2.81E-3,3.3400000000000001E-3,3.96E-3,4.7000000000000002E-3,5.5799999999999999E-3,6.62E-3,7.8499999999999993E-3,9.3100000000000006E-3]
[null,null,"Kyrgyzstan",{"$f":"ROUND(HistVREShare!$BF81,5)","v":0},{"$f":"INDEX(y_GP,MATCH(D79,y_GP,1)+(E$4-D$4))","v":1.0000000000000001E-5},2.0000000000000002E-5,3.0000000000000001E-5,4.0000000000000003E-5,5.0000000000000002E-5,6.0000000000000002E-5,8.0000000000000007E-5,9.0000000000000006E-5,1.1E-4,1.2999999999999999E-4,1.4999999999999999E-4,1.8000000000000001E-4,2.1000000000000001E-4,2.5000000000000001E-4,2.9999999999999997E-4,3.6000000000000002E-4,4.2000000000000002E-4,5.0000000000000001E-4,5.9999999999999995E-4,7.1000000000000002E-4,8.4000000000000003E-4,1E-3,1.1900000000000001E-3,1.42E-3,1.6800000000000001E-3,2E-3,2.3700000000000001E-3,2.81E-3,3.3400000000000001E-3,3.96E-3,4.7000000000000002E-3,5.5799999999999999E-3,6.62E-3,7.8499999999999993E-3,9.3100000000000006E-3]
[null,null,"Latvia",{"$f":"ROUND(HistVREShare!$BF82,5)","v":2.657E-2},{"$f":"INDEX(y_GP,MATCH(D80,y_GP,1)+(E$4-D$4))","v":3.015E-2},3.5529999999999999E-2,4.181E-2,4.9119999999999997E-2,5.7599999999999998E-2,6.7379999999999995E-2,7.8630000000000005E-2,9.1480000000000006E-2,0.10607,0.12252,0.14091999999999999,0.1613,0.18367,0.20794000000000001,0.23397000000000001,0.26151999999999997,0.2903,0.31992999999999999,0.35,0.38007000000000002,0.40970000000000001,0.43847999999999998,0.46603,0.49206,0.51632999999999996,0.53869999999999996,0.55908000000000002,0.57747999999999999,0.59392999999999996,0.60851999999999995,0.62136999999999998,0.63261999999999996,0.64239999999999997,0.65088000000000001,0.65819000000000005]
[null,null,"Lebanon",{"$f":"ROUND(HistVREShare!$BF83,5)","v":0},{"$f":"INDEX(y_GP,MATCH(D81,y_GP,1)+(E$4-D$4))","v":1.0000000000000001E-5},2.0000000000000002E-5,3.0000000000000001E-5,4.0000000000000003E-5,5.0000000000000002E-5,6.0000000000000002E-5,8.0000000000000007E-5,9.0000000000000006E-5,1.1E-4,1.2999999999999999E-4,1.4999999999999999E-4,1.8000000000000001E-4,2.1000000000000001E-4,2.5000000000000001E-4,2.9999999999999997E-4,3.6000000000000002E-4,4.2000000000000002E-4,5.0000000000000001E-4,5.9999999999999995E-4,7.1000000000000002E-4,8.4000000000000003E-4,1E-3,1.1900000000000001E-3,1.42E-3,1.6800000000000001E-3,2E-3,2.3700000000000001E-3,2.81E-3,3.3400000000000001E-3,3.96E-3,4.7000000000000002E-3,5.5799999999999999E-3,6.62E-3,7.8499999999999993E-3,9.3100000000000006E-3]
[null,null,"Libya",{"$f":"ROUND(HistVREShare!$BF84,5)","v":2.1000000000000001E-4},{"$f":"INDEX(y_GP,MATCH(D82,y_GP,1)+(E$4-D$4))","v":2.5000000000000001E-4},2.9999999999999997E-4,3.6000000000000002E-4,4.2000000000000002E-4,5.0000000000000001E-4,5.9999999999999995E-4,7.1000000000000002E-4,8.4000000000000003E-4,1E-3,1.1900000000000001E-3,1.42E-3,1.6800000000000001E-3,2E-3,2.3700000000000001E-3,2.81E-3,3.3400000000000001E-3,3.96E-3,4.7000000000000002E-3,5.5799999999999999E-3,6.62E-3,7.8499999999999993E-3,9.3100000000000006E-3,1.103E-2,1.307E-2,1.5469999999999999E-2,1.83E-2,2.164E-2,2.555E-2,3.015E-2,3.5529999999999999E-2,4.181E-2,4.9119999999999997E-2,5.7599999999999998E-2,6.7379999999999995E-2,7.8630000000000005E-2]
[null,null,"Lithuania",{"$f":"ROUND(HistVREShare!$BF85,5)","v":0.20737},{"$f":"INDEX(y_GP,MATCH(D83,y_GP,1)+(E$4-D$4))","v":0.20794000000000001},0.23397000000000001,0.26151999999999997,0.2903,0.31992999999999999,0.35,0.38007000000000002,0.40970000000000001,0.43847999999999998,0.46603,0.49206,0.51632999999999996,0.53869999999999996,0.55908000000000002,0.57747999999999999,0.59392999999999996,0.60851999999999995,0.62136999999999998,0.63261999999999996,0.64239999999999997,0.65088000000000001,0.65819000000000005,0.66447000000000001,0.66984999999999995,0.67444999999999999,0.67835999999999996,0.68169999999999997,0.68452999999999997,0.68693000000000004,0.68896999999999997,0.69069000000000003,0.69215000000000004,0.69338,0.69442000000000004,0.69530000000000003]
[null,null,"Luxembourg",{"$f":"ROUND(HistVREShare!$BF86,5)","v":0.15431},{"$f":"INDEX(y_GP,MATCH(D84,y_GP,1)+(E$4-D$4))","v":0.1613},0.18367,0.20794000000000001,0.23397000000000001,0.26151999999999997,0.2903,0.31992999999999999,0.35,0.38007000000000002,0.40970000000000001,0.43847999999999998,0.46603,0.49206,0.51632999999999996,0.53869999999999996,0.55908000000000002,0.57747999999999999,0.59392999999999996,0.60851999999999995,0.62136999999999998,0.63261999999999996,0.64239999999999997,0.65088000000000001,0.65819000000000005,0.66447000000000001,0.66984999999999995,0.67444999999999999,0.67835999999999996,0.68169999999999997,0.68452999999999997,0.68693000000000004,0.68896999999999997,0.69069000000000003,0.69215000000000004,0.69338]
[null,null,"Malaysia",{"$f":"ROUND(HistVREShare!$BF87,5)","v":1.82E-3},{"$f":"INDEX(y_GP,MATCH(D85,y_GP,1)+(E$4-D$4))","v":2E-3},2.3700000000000001E-3,2.81E-3,3.3400000000000001E-3,3.96E-3,4.7000000000000002E-3,5.5799999999999999E-3,6.62E-3,7.8499999999999993E-3,9.3100000000000006E-3,1.103E-2,1.307E-2,1.5469999999999999E-2,1.83E-2,2.164E-2,2.555E-2,3.015E-2,3.5529999999999999E-2,4.181E-2,4.9119999999999997E-2,5.7599999999999998E-2,6.7379999999999995E-2,7.8630000000000005E-2,9.1480000000000006E-2,0.10607,0.12252,0.14091999999999999,0.1613,0.18367,0.20794000000000001,0.23397000000000001,0.26151999999999997,0.2903,0.31992999999999999,0.35]
[null,null,"Malta",{"$f":"ROUND(HistVREShare!$BF88,5)","v":7.1370000000000003E-2},{"$f":"INDEX(y_GP,MATCH(D86,y_GP,1)+(E$4-D$4))","v":7.8630000000000005E-2},9.1480000000000006E-2,0.10607,0.12252,0.14091999999999999,0.1613,0.18367,0.20794000000000001,0.23397000000000001,0.26151999999999997,0.2903,0.31992999999999999,0.35,0.38007000000000002,0.40970000000000001,0.43847999999999998,0.46603,0.49206,0.51632999999999996,0.53869999999999996,0.55908000000000002,0.57747999999999999,0.59392999999999996,0.60851999999999995,0.62136999999999998,0.63261999999999996,0.64239999999999997,0.65088000000000001,0.65819000000000005,0.66447000000000001,0.66984999999999995,0.67444999999999999,0.67835999999999996,0.68169999999999997,0.68452999999999997]
[null,null,"Mauritius",{"$f":"ROUND(HistVREShare!$BF89,5)","v":9.6799999999999994E-3},{"$f":"INDEX(y_GP,MATCH(D87,y_GP,1)+(E$4-D$4))","v":1.103E-2},1.307E-2,1.5469999999999999E-2,1.83E-2,2.164E-2,2.555E-2,3.015E-2,3.5529999999999999E-2,4.181E-2,4.9119999999999997E-2,5.7599999999999998E-2,6.7379999999999995E-2,7.8630000000000005E-2,9.1480000000000006E-2,0.10607,0.12252,0.14091999999999999,0.1613,0.18367,0.20794000000000001,0.23397000000000001,0.26151999999999997,0.2903,0.31992999999999999,0.35,0.38007000000000002,0.40970000000000001,0.43847999999999998,0.46603,0.49206,0.51632999999999996,0.53869999999999996,0.55908000000000002,0.57747999999999999,0.59392999999999996]
[null,null,"Mexico",{"$f":"ROUND(HistVREShare!$BF90,5)","v":2.894E-2},{"$f":"INDEX(y_GP,MATCH(D88,y_GP,1)+(E$4-D$4))","v":3.015E-2},3.5529999999999999E-2,4.181E-2,4.9119999999999997E-2,5.7599999999999998E-2,6.7379999999999995E-2,7.8630000000000005E-2,9.1480000000000006E-2,0.10607,0.12252,0.14091999999999999,0.1613,0.18367,0.20794000000000001,0.23397000000000001,0.26151999999999997,0.2903,0.31992999999999999,0.35,0.38007000000000002,0.40970000000000001,0.43847999999999998,0.46603,0.49206,0.51632999999999996,0.53869999999999996,0.55908000000000002,0.57747999999999999,0.59392999999999996,0.60851999999999995,0.62136999999999998,0.63261999999999996,0.64239999999999997,0.65088000000000001,0.65819000000000005]
[null,null,"Moldova",{"$f":"ROUND(HistVREShare!$BF91,5)","v":6.6E-4},{"$f":"INDEX(y_GP,MATCH(D89,y_GP,1)+(E$4-D$4))","v":7.1000000000000002E-4},8.4000000000000003E-4,1E-3,1.1900000000000001E-3,1.42E-3,1.6800000000000001E-3,2E-3,2.3700000000000001E-3,2.81E-3,3.3400000000000001E-3,3.96E-3,4.7000000000000002E-3,5.5799999999999999E-3,6.62E-3,7.8499999999999993E-3,9.3100000000000006E-3,1.103E-2,1.307E-2,1.5469999999999999E-2,1.83E-2,2.164E-2,2.555E-2,3.015E-2,3.5529999999999999E-2,4.181E-2,4.9119999999999997E-2,5.7599999999999998E-2,6.7379999999999995E-2,7.8630000000000005E-2,9.1480000000000006E-2,0.10607,0.12252,0.14091999999999999,0.1613,0.18367]
[null,null,"Mongolia",{"$f":"ROUND(HistVREShare!$BF92,5)","v":2.92E-2},{"$f":"INDEX(y_GP,MATCH(D90,y_GP,1)+(E$4-D$4))","v":3.015E-2},3.5529999999999999E-2,4.181E-2,4.9119999999999997E-2,5.7599999999999998E-2,6.7379999999999995E-2,7.8630000000000005E-2,9.1480000000000006E-2,0.10607,0.12252,0.14091999999999999,0.1613,0.18367,0.20794000000000001,0.23397000000000001,0.26151999999999997,0.2903,0.31992999999999999,0.35,0.38007000000000002,0.40970000000000001,0.43847999999999998,0.46603,0.49206,0.51632999999999996,0.53869999999999996,0.55908000000000002,0.57747999999999999,0.59392999999999996,0.60851999999999995,0.62136999999999998,0.63261999999999996,0.64239999999999997,0.65088000000000001,0.65819000000000005]
[null,null,"Montenegro",{"$f":"ROUND(HistVREShare!$BF93,5)","v":0},{"$f":"INDEX(y_GP,MATCH(D91,y_GP,1)+(E$4-D$4))","v":1.0000000000000001E-5},2.0000000000000002E-5,3.0000000000000001E-5,4.0000000000000003E-5,5.0000000000000002E-5,6.0000000000000002E-5,8.0000000000000007E-5,9.0000000000000006E-5,1.1E-4,1.2999999999999999E-4,1.4999999999999999E-4,1.8000000000000001E-4,2.1000000000000001E-4,2.5000000000000001E-4,2.9999999999999997E-4,3.6000000000000002E-4,4.2000000000000002E-4,5.0000000000000001E-4,5.9999999999999995E-4,7.1000000000000002E-4,8.4000000000000003E-4,1E-3,1.1900000000000001E-3,1.42E-3,1.6800000000000001E-3,2E-3,2.3700000000000001E-3,2.81E-3,3.3400000000000001E-3,3.96E-3,4.7000000000000002E-3,5.5799999999999999E-3,6.62E-3,7.8499999999999993E-3,9.3100000000000006E-3]
[null,null,"Morocco",{"$f":"ROUND(HistVREShare!$BF94,5)","v":8.1900000000000001E-2},{"$f":"INDEX(y_GP,MATCH(D92,y_GP,1)+(E$4-D$4))","v":9.1480000000000006E-2},0.10607,0.12252,0.14091999999999999,0.1613,0.18367,0.20794000000000001,0.23397000000000001,0.26151999999999997,0.2903,0.31992999999999999,0.35,0.38007000000000002,0.40970000000000001,0.43847999999999998,0.46603,0.49206,0.51632999999999996,0.53869999999999996,0.55908000000000002,0.57747999999999999,0.59392999999999996,0.60851999999999995,0.62136999999999998,0.63261999999999996,0.64239999999999997,0.65088000000000001,0.65819000000000005,0.66447000000000001,0.66984999999999995,0.67444999999999999,0.67835999999999996,0.68169999999999997,0.68452999999999997,0.68693000000000004]
[null,null,"Mozambique",{"$f":"ROUND(HistVREShare!$BF95,5)","v":0},{"$f":"INDEX(y_GP,MATCH(D93,y_GP,1)+(E$4-D$4))","v":1.0000000000000001E-5},2.0000000000000002E-5,3.0000000000000001E-5,4.0000000000000003E-5,5.0000000000000002E-5,6.0000000000000002E-5,8.0000000000000007E-5,9.0000000000000006E-5,1.1E-4,1.2999999999999999E-4,1.4999999999999999E-4,1.8000000000000001E-4,2.1000000000000001E-4,2.5000000000000001E-4,2.9999999999999997E-4,3.6000000000000002E-4,4.2000000000000002E-4,5.0000000000000001E-4,5.9999999999999995E-4,7.1000000000000002E-4,8.4000000000000003E-4,1E-3,1.1900000000000001E-3,1.42E-3,1.6800000000000001E-3,2E-3,2.3700000000000001E-3,2.81E-3,3.3400000000000001E-3,3.96E-3,4.7000000000000002E-3,5.5799999999999999E-3,6.62E-3,7.8499999999999993E-3,9.3100000000000006E-3]
[null,null,"Myanmar",{"$f":"ROUND(HistVREShare!$BF96,5)","v":0},{"$f":"INDEX(y_GP,MATCH(D94,y_GP,1)+(E$4-D$4))","v":1.0000000000000001E-5},2.0000000000000002E-5,3.0000000000000001E-5,4.0000000000000003E-5,5.0000000000000002E-5,6.0000000000000002E-5,8.0000000000000007E-5,9.0000000000000006E-5,1.1E-4,1.2999999999999999E-4,1.4999999999999999E-4,1.8000000000000001E-4,2.1000000000000001E-4,2.5000000000000001E-4,2.9999999999999997E-4,3.6000000000000002E-4,4.2000000000000002E-4,5.0000000000000001E-4,5.9999999999999995E-4,7.1000000000000002E-4,8.4000000000000003E-4,1E-3,1.1900000000000001E-3,1.42E-3,1.6800000000000001E-3,2E-3,2.3700000000000001E-3,2.81E-3,3.3400000000000001E-3,3.96E-3,4.7000000000000002E-3,5.5799999999999999E-3,6.62E-3,7.8499999999999993E-3,9.3100000000000006E-3]
[null,null,"Namibia",{"$f":"ROUND(HistVREShare!$BF97,5)","v":0},{"$f":"INDEX(y_GP,MATCH(D95,y_GP,1)+(E$4-D$4))","v":1.0000000000000001E-5},2.0000000000000002E-5,3.0000000000000001E-5,4.0000000000000003E-5,5.0000000000000002E-5,6.0000000000000002E-5,8.0000000000000007E-5,9.0000000000000006E-5,1.1E-4,1.2999999999999999E-4,1.4999999999999999E-4,1.8000000000000001E-4,2.1000000000000001E-4,2.5000000000000001E-4,2.9999999999999997E-4,3.6000000000000002E-4,4.2000000000000002E-4,5.0000000000000001E-4,5.9999999999999995E-4,7.1000000000000002E-4,8.4000000000000003E-4,1E-3,1.1900000000000001E-3,1.42E-3,1.6800000000000001E-3,2E-3,2.3700000000000001E-3,2.81E-3,3.3400000000000001E-3,3.96E-3,4.7000000000000002E-3,5.5799999999999999E-3,6.62E-3,7.8499999999999993E-3,9.3100000000000006E-3]
[null,null,"Nepal",{"$f":"ROUND(HistVREShare!$BF98,5)","v":2.0200000000000001E-3},{"$f":"INDEX(y_GP,MATCH(D96,y_GP,1)+(E$4-D$4))","v":2.3700000000000001E-3},2.81E-3,3.3400000000000001E-3,3.96E-3,4.7000000000000002E-3,5.5799999999999999E-3,6.62E-3,7.8499999999999993E-3,9.3100000000000006E-3,1.103E-2,1.307E-2,1.5469999999999999E-2,1.83E-2,2.164E-2,2.555E-2,3.015E-2,3.5529999999999999E-2,4.181E-2,4.9119999999999997E-2,5.7599999999999998E-2,6.7379999999999995E-2,7.8630000000000005E-2,9.1480000000000006E-2,0.10607,0.12252,0.14091999999999999,0.1613,0.18367,0.20794000000000001,0.23397000000000001,0.26151999999999997,0.2903,0.31992999999999999,0.35,0.38007000000000002]
[null,null,"Netherlands",{"$f":"ROUND(HistVREShare!$BF99,5)","v":7.8789999999999999E-2},{"$f":"INDEX(y_GP,MATCH(D97,y_GP,1)+(E$4-D$4))","v":9.1480000000000006E-2},0.10607,0.12252,0.14091999999999999,0.1613,0.18367,0.20794000000000001,0.23397000000000001,0.26151999999999997,0.2903,0.31992999999999999,0.35,0.38007000000000002,0.40970000000000001,0.43847999999999998,0.46603,0.49206,0.51632999999999996,0.53869999999999996,0.55908000000000002,0.57747999999999999,0.59392999999999996,0.60851999999999995,0.62136999999999998,0.63261999999999996,0.64239999999999997,0.65088000000000001,0.65819000000000005,0.66447000000000001,0.66984999999999995,0.67444999999999999,0.67835999999999996,0.68169999999999997,0.68452999999999997,0.68693000000000004]
[null,null,"New Zealand",{"$f":"ROUND(HistVREShare!$BF100,5)","v":5.4269999999999999E-2},{"$f":"INDEX(y_GP,MATCH(D98,y_GP,1)+(E$4-D$4))","v":5.7599999999999998E-2},6.7379999999999995E-2,7.8630000000000005E-2,9.1480000000000006E-2,0.10607,0.12252,0.14091999999999999,0.1613,0.18367,0.20794000000000001,0.23397000000000001,0.26151999999999997,0.2903,0.31992999999999999,0.35,0.38007000000000002,0.40970000000000001,0.43847999999999998,0.46603,0.49206,0.51632999999999996,0.53869999999999996,0.55908000000000002,0.57747999999999999,0.59392999999999996,0.60851999999999995,0.62136999999999998,0.63261999999999996,0.64239999999999997,0.65088000000000001,0.65819000000000005,0.66447000000000001,0.66984999999999995,0.67444999999999999,0.67835999999999996]
[null,null,"Nicaragua",{"$f":"ROUND(HistVREShare!$BF101,5)","v":0.18895000000000001},{"$f":"INDEX(y_GP,MATCH(D99,y_GP,1)+(E$4-D$4))","v":0.20794000000000001},0.23397000000000001,0.26151999999999997,0.2903,0.31992999999999999,0.35,0.38007000000000002,0.40970000000000001,0.43847999999999998,0.46603,0.49206,0.51632999999999996,0.53869999999999996,0.55908000000000002,0.57747999999999999,0.59392999999999996,0.60851999999999995,0.62136999999999998,0.63261999999999996,0.64239999999999997,0.65088000000000001,0.65819000000000005,0.66447000000000001,0.66984999999999995,0.67444999999999999,0.67835999999999996,0.68169999999999997,0.68452999999999997,0.68693000000000004,0.68896999999999997,0.69069000000000003,0.69215000000000004,0.69338,0.69442000000000004,0.69530000000000003]
[null,null,"Niger",{"$f":"ROUND(HistVREShare!$BF102,5)","v":7.5300000000000002E-3},{"$f":"INDEX(y_GP,MATCH(D100,y_GP,1)+(E$4-D$4))","v":7.8499999999999993E-3},9.3100000000000006E-3,1.103E-2,1.307E-2,1.5469999999999999E-2,1.83E-2,2.164E-2,2.555E-2,3.015E-2,3.5529999999999999E-2,4.181E-2,4.9119999999999997E-2,5.7599999999999998E-2,6.7379999999999995E-2,7.8630000000000005E-2,9.1480000000000006E-2,0.10607,0.12252,0.14091999999999999,0.1613,0.18367,0.20794000000000001,0.23397000000000001,0.26151999999999997,0.2903,0.31992999999999999,0.35,0.38007000000000002,0.40970000000000001,0.43847999999999998,0.46603,0.49206,0.51632999999999996,0.53869999999999996,0.55908000000000002]
[null,null,"Nigeria",{"$f":"ROUND(HistVREShare!$BF103,5)","v":0},{"$f":"INDEX(y_GP,MATCH(D101,y_GP,1)+(E$4-D$4))","v":1.0000000000000001E-5},2.0000000000000002E-5,3.0000000000000001E-5,4.0000000000000003E-5,5.0000000000000002E-5,6.0000000000000002E-5,8.0000000000000007E-5,9.0000000000000006E-5,1.1E-4,1.2999999999999999E-4,1.4999999999999999E-4,1.8000000000000001E-4,2.1000000000000001E-4,2.5000000000000001E-4,2.9999999999999997E-4,3.6000000000000002E-4,4.2000000000000002E-4,5.0000000000000001E-4,5.9999999999999995E-4,7.1000000000000002E-4,8.4000000000000003E-4,1E-3,1.1900000000000001E-3,1.42E-3,1.6800000000000001E-3,2E-3,2.3700000000000001E-3,2.81E-3,3.3400000000000001E-3,3.96E-3,4.7000000000000002E-3,5.5799999999999999E-3,6.62E-3,7.8499999999999993E-3,9.3100000000000006E-3]
[null,null,"Norway",{"$f":"ROUND(HistVREShare!$BF104,5)","v":1.754E-2},{"$f":"INDEX(y_GP,MATCH(D102,y_GP,1)+(E$4-D$4))","v":1.83E-2},2.164E-2,2.555E-2,3.015E-2,3.5529999999999999E-2,4.181E-2,4.9119999999999997E-2,5.7599999999999998E-2,6.7379999999999995E-2,7.8630000000000005E-2,9.1480000000000006E-2,0.10607,0.12252,0.14091999999999999,0.1613,0.18367,0.20794000000000001,0.23397000000000001,0.26151999999999997,0.2903,0.31992999999999999,0.35,0.38007000000000002,0.40970000000000001,0.43847999999999998,0.46603,0.49206,0.51632999999999996,0.53869999999999996,0.55908000000000002,0.57747999999999999,0.59392999999999996,0.60851999999999995,0.62136999999999998,0.63261999999999996]
[null,null,"Oman",{"$f":"ROUND(HistVREShare!$BF105,5)","v":0},{"$f":"INDEX(y_GP,MATCH(D103,y_GP,1)+(E$4-D$4))","v":1.0000000000000001E-5},2.0000000000000002E-5,3.0000000000000001E-5,4.0000000000000003E-5,5.0000000000000002E-5,6.0000000000000002E-5,8.0000000000000007E-5,9.0000000000000006E-5,1.1E-4,1.2999999999999999E-4,1.4999999999999999E-4,1.8000000000000001E-4,2.1000000000000001E-4,2.5000000000000001E-4,2.9999999999999997E-4,3.6000000000000002E-4,4.2000000000000002E-4,5.0000000000000001E-4,5.9999999999999995E-4,7.1000000000000002E-4,8.4000000000000003E-4,1E-3,1.1900000000000001E-3,1.42E-3,1.6800000000000001E-3,2E-3,2.3700000000000001E-3,2.81E-3,3.3400000000000001E-3,3.96E-3,4.7000000000000002E-3,5.5799999999999999E-3,6.62E-3,7.8499999999999993E-3,9.3100000000000006E-3]
[null,null,"Pakistan",{"$f":"ROUND(HistVREShare!$BF106,5)","v":8.9200000000000008E-3},{"$f":"INDEX(y_GP,MATCH(D104,y_GP,1)+(E$4-D$4))","v":9.3100000000000006E-3},1.103E-2,1.307E-2,1.5469999999999999E-2,1.83E-2,2.164E-2,2.555E-2,3.015E-2,3.5529999999999999E-2,4.181E-2,4.9119999999999997E-2,5.7599999999999998E-2,6.7379999999999995E-2,7.8630000000000005E-2,9.1480000000000006E-2,0.10607,0.12252,0.14091999999999999,0.1613,0.18367,0.20794000000000001,0.23397000000000001,0.26151999999999997,0.2903,0.31992999999999999,0.35,0.38007000000000002,0.40970000000000001,0.43847999999999998,0.46603,0.49206,0.51632999999999996,0.53869999999999996,0.55908000000000002,0.57747999999999999]
[null,null,"Panama",{"$f":"ROUND(HistVREShare!$BF107,5)","v":4.2250000000000003E-2},{"$f":"INDEX(y_GP,MATCH(D105,y_GP,1)+(E$4-D$4))","v":4.9119999999999997E-2},5.7599999999999998E-2,6.7379999999999995E-2,7.8630000000000005E-2,9.1480000000000006E-2,0.10607,0.12252,0.14091999999999999,0.1613,0.18367,0.20794000000000001,0.23397000000000001,0.26151999999999997,0.2903,0.31992999999999999,0.35,0.38007000000000002,0.40970000000000001,0.43847999999999998,0.46603,0.49206,0.51632999999999996,0.53869999999999996,0.55908000000000002,0.57747999999999999,0.59392999999999996,0.60851999999999995,0.62136999999999998,0.63261999999999996,0.64239999999999997,0.65088000000000001,0.65819000000000005,0.66447000000000001,0.66984999999999995,0.67444999999999999]
[null,null,"Paraguay",{"$f":"ROUND(HistVREShare!$BF108,5)","v":0},{"$f":"INDEX(y_GP,MATCH(D106,y_GP,1)+(E$4-D$4))","v":1.0000000000000001E-5},2.0000000000000002E-5,3.0000000000000001E-5,4.0000000000000003E-5,5.0000000000000002E-5,6.0000000000000002E-5,8.0000000000000007E-5,9.0000000000000006E-5,1.1E-4,1.2999999999999999E-4,1.4999999999999999E-4,1.8000000000000001E-4,2.1000000000000001E-4,2.5000000000000001E-4,2.9999999999999997E-4,3.6000000000000002E-4,4.2000000000000002E-4,5.0000000000000001E-4,5.9999999999999995E-4,7.1000000000000002E-4,8.4000000000000003E-4,1E-3,1.1900000000000001E-3,1.42E-3,1.6800000000000001E-3,2E-3,2.3700000000000001E-3,2.81E-3,3.3400000000000001E-3,3.96E-3,4.7000000000000002E-3,5.5799999999999999E-3,6.62E-3,7.8499999999999993E-3,9.3100000000000006E-3]
[null,null,"Peru",{"$f":"ROUND(HistVREShare!$BF109,5)","v":1.7100000000000001E-2},{"$f":"INDEX(y_GP,MATCH(D107,y_GP,1)+(E$4-D$4))","v":1.83E-2},2.164E-2,2.555E-2,3.015E-2,3.5529999999999999E-2,4.181E-2,4.9119999999999997E-2,5.7599999999999998E-2,6.7379999999999995E-2,7.8630000000000005E-2,9.1480000000000006E-2,0.10607,0.12252,0.14091999999999999,0.1613,0.18367,0.20794000000000001,0.23397000000000001,0.26151999999999997,0.2903,0.31992999999999999,0.35,0.38007000000000002,0.40970000000000001,0.43847999999999998,0.46603,0.49206,0.51632999999999996,0.53869999999999996,0.55908000000000002,0.57747999999999999,0.59392999999999996,0.60851999999999995,0.62136999999999998,0.63261999999999996]
[null,null,"Philippines",{"$f":"ROUND(HistVREShare!$BF110,5)","v":1.076E-2},{"$f":"INDEX(y_GP,MATCH(D108,y_GP,1)+(E$4-D$4))","v":1.103E-2},1.307E-2,1.5469999999999999E-2,1.83E-2,2.164E-2,2.555E-2,3.015E-2,3.5529999999999999E-2,4.181E-2,4.9119999999999997E-2,5.7599999999999998E-2,6.7379999999999995E-2,7.8630000000000005E-2,9.1480000000000006E-2,0.10607,0.12252,0.14091999999999999,0.1613,0.18367,0.20794000000000001,0.23397000000000001,0.26151999999999997,0.2903,0.31992999999999999,0.35,0.38007000000000002,0.40970000000000001,0.43847999999999998,0.46603,0.49206,0.51632999999999996,0.53869999999999996,0.55908000000000002,0.57747999999999999,0.59392999999999996]
[null,null,"Poland",{"$f":"ROUND(HistVREShare!$BF111,5)","v":6.6420000000000007E-2},{"$f":"INDEX(y_GP,MATCH(D109,y_GP,1)+(E$4-D$4))","v":6.7379999999999995E-2},7.8630000000000005E-2,9.1480000000000006E-2,0.10607,0.12252,0.14091999999999999,0.1613,0.18367,0.20794000000000001,0.23397000000000001,0.26151999999999997,0.2903,0.31992999999999999,0.35,0.38007000000000002,0.40970000000000001,0.43847999999999998,0.46603,0.49206,0.51632999999999996,0.53869999999999996,0.55908000000000002,0.57747999999999999,0.59392999999999996,0.60851999999999995,0.62136999999999998,0.63261999999999996,0.64239999999999997,0.65088000000000001,0.65819000000000005,0.66447000000000001,0.66984999999999995,0.67444999999999999,0.67835999999999996,0.68169999999999997]
[null,null,"Portugal",{"$f":"ROUND(HistVREShare!$BF112,5)","v":0.24187},{"$f":"INDEX(y_GP,MATCH(D110,y_GP,1)+(E$4-D$4))","v":0.26151999999999997},0.2903,0.31992999999999999,0.35,0.38007000000000002,0.40970000000000001,0.43847999999999998,0.46603,0.49206,0.51632999999999996,0.53869999999999996,0.55908000000000002,0.57747999999999999,0.59392999999999996,0.60851999999999995,0.62136999999999998,0.63261999999999996,0.64239999999999997,0.65088000000000001,0.65819000000000005,0.66447000000000001,0.66984999999999995,0.67444999999999999,0.67835999999999996,0.68169999999999997,0.68452999999999997,0.68693000000000004,0.68896999999999997,0.69069000000000003,0.69215000000000004,0.69338,0.69442000000000004,0.69530000000000003,0.69603999999999999,0.69665999999999995]
[null,null,"Qatar",{"$f":"ROUND(HistVREShare!$BF113,5)","v":0},{"$f":"INDEX(y_GP,MATCH(D111,y_GP,1)+(E$4-D$4))","v":1.0000000000000001E-5},2.0000000000000002E-5,3.0000000000000001E-5,4.0000000000000003E-5,5.0000000000000002E-5,6.0000000000000002E-5,8.0000000000000007E-5,9.0000000000000006E-5,1.1E-4,1.2999999999999999E-4,1.4999999999999999E-4,1.8000000000000001E-4,2.1000000000000001E-4,2.5000000000000001E-4,2.9999999999999997E-4,3.6000000000000002E-4,4.2000000000000002E-4,5.0000000000000001E-4,5.9999999999999995E-4,7.1000000000000002E-4,8.4000000000000003E-4,1E-3,1.1900000000000001E-3,1.42E-3,1.6800000000000001E-3,2E-3,2.3700000000000001E-3,2.81E-3,3.3400000000000001E-3,3.96E-3,4.7000000000000002E-3,5.5799999999999999E-3,6.62E-3,7.8499999999999993E-3,9.3100000000000006E-3]
[null,null,"Romania",{"$f":"ROUND(HistVREShare!$BF114,5)","v":0.13721},{"$f":"INDEX(y_GP,MATCH(D112,y_GP,1)+(E$4-D$4))","v":0.14091999999999999},0.1613,0.18367,0.20794000000000001,0.23397000000000001,0.26151999999999997,0.2903,0.31992999999999999,0.35,0.38007000000000002,0.40970000000000001,0.43847999999999998,0.46603,0.49206,0.51632999999999996,0.53869999999999996,0.55908000000000002,0.57747999999999999,0.59392999999999996,0.60851999999999995,0.62136999999999998,0.63261999999999996,0.64239999999999997,0.65088000000000001,0.65819000000000005,0.66447000000000001,0.66984999999999995,0.67444999999999999,0.67835999999999996,0.68169999999999997,0.68452999999999997,0.68693000000000004,0.68896999999999997,0.69069000000000003,0.69215000000000004]
[null,null,"Russian Federation",{"$f":"ROUND(HistVREShare!$BF115,5)","v":4.4999999999999999E-4},{"$f":"INDEX(y_GP,MATCH(D113,y_GP,1)+(E$4-D$4))","v":5.0000000000000001E-4},5.9999999999999995E-4,7.1000000000000002E-4,8.4000000000000003E-4,1E-3,1.1900000000000001E-3,1.42E-3,1.6800000000000001E-3,2E-3,2.3700000000000001E-3,2.81E-3,3.3400000000000001E-3,3.96E-3,4.7000000000000002E-3,5.5799999999999999E-3,6.62E-3,7.8499999999999993E-3,9.3100000000000006E-3,1.103E-2,1.307E-2,1.5469999999999999E-2,1.83E-2,2.164E-2,2.555E-2,3.015E-2,3.5529999999999999E-2,4.181E-2,4.9119999999999997E-2,5.7599999999999998E-2,6.7379999999999995E-2,7.8630000000000005E-2,9.1480000000000006E-2,0.10607,0.12252,0.14091999999999999]
[null,null,"Saudi Arabia",{"$f":"ROUND(HistVREShare!$BF116,5)","v":0},{"$f":"INDEX(y_GP,MATCH(D114,y_GP,1)+(E$4-D$4))","v":1.0000000000000001E-5},2.0000000000000002E-5,3.0000000000000001E-5,4.0000000000000003E-5,5.0000000000000002E-5,6.0000000000000002E-5,8.0000000000000007E-5,9.0000000000000006E-5,1.1E-4,1.2999999999999999E-4,1.4999999999999999E-4,1.8000000000000001E-4,2.1000000000000001E-4,2.5000000000000001E-4,2.9999999999999997E-4,3.6000000000000002E-4,4.2000000000000002E-4,5.0000000000000001E-4,5.9999999999999995E-4,7.1000000000000002E-4,8.4000000000000003E-4,1E-3,1.1900000000000001E-3,1.42E-3,1.6800000000000001E-3,2E-3,2.3700000000000001E-3,2.81E-3,3.3400000000000001E-3,3.96E-3,4.7000000000000002E-3,5.5799999999999999E-3,6.62E-3,7.8499999999999993E-3,9.3100000000000006E-3]
[null,null,"Senegal",{"$f":"ROUND(HistVREShare!$BF117,5)","v":9.6000000000000002E-4},{"$f":"INDEX(y_GP,MATCH(D115,y_GP,1)+(E$4-D$4))","v":1E-3},1.1900000000000001E-3,1.42E-3,1.6800000000000001E-3,2E-3,2.3700000000000001E-3,2.81E-3,3.3400000000000001E-3,3.96E-3,4.7000000000000002E-3,5.5799999999999999E-3,6.62E-3,7.8499999999999993E-3,9.3100000000000006E-3,1.103E-2,1.307E-2,1.5469999999999999E-2,1.83E-2,2.164E-2,2.555E-2,3.015E-2,3.5529999999999999E-2,4.181E-2,4.9119999999999997E-2,5.7599999999999998E-2,6.7379999999999995E-2,7.8630000000000005E-2,9.1480000000000006E-2,0.10607,0.12252,0.14091999999999999,0.1613,0.18367,0.20794000000000001,0.23397000000000001]
[null,null,"Serbia",{"$f":"ROUND(HistVREShare!$BF118,5)","v":2.9E-4},{"$f":"INDEX(y_GP,MATCH(D116,y_GP,1)+(E$4-D$4))","v":2.9999999999999997E-4},3.6000000000000002E-4,4.2000000000000002E-4,5.0000000000000001E-4,5.9999999999999995E-4,7.1000000000000002E-4,8.4000000000000003E-4,1E-3,1.1900000000000001E-3,1.42E-3,1.6800000000000001E-3,2E-3,2.3700000000000001E-3,2.81E-3,3.3400000000000001E-3,3.96E-3,4.7000000000000002E-3,5.5799999999999999E-3,6.62E-3,7.8499999999999993E-3,9.3100000000000006E-3,1.103E-2,1.307E-2,1.5469999999999999E-2,1.83E-2,2.164E-2,2.555E-2,3.015E-2,3.5529999999999999E-2,4.181E-2,4.9119999999999997E-2,5.7599999999999998E-2,6.7379999999999995E-2,7.8630000000000005E-2,9.1480000000000006E-2]
[null,null,"Singapore",{"$f":"ROUND(HistVREShare!$BF119,5)","v":1.2700000000000001E-3},{"$f":"INDEX(y_GP,MATCH(D117,y_GP,1)+(E$4-D$4))","v":1.42E-3},1.6800000000000001E-3,2E-3,2.3700000000000001E-3,2.81E-3,3.3400000000000001E-3,3.96E-3,4.7000000000000002E-3,5.5799999999999999E-3,6.62E-3,7.8499999999999993E-3,9.3100000000000006E-3,1.103E-2,1.307E-2,1.5469999999999999E-2,1.83E-2,2.164E-2,2.555E-2,3.015E-2,3.5529999999999999E-2,4.181E-2,4.9119999999999997E-2,5.7599999999999998E-2,6.7379999999999995E-2,7.8630000000000005E-2,9.1480000000000006E-2,0.10607,0.12252,0.14091999999999999,0.1613,0.18367,0.20794000000000001,0.23397000000000001,0.26151999999999997,0.2903]
[null,null,"Slovakia",{"$f":"ROUND(HistVREShare!$BF120,5)","v":1.9220000000000001E-2},{"$f":"INDEX(y_GP,MATCH(D118,y_GP,1)+(E$4-D$4))","v":2.164E-2},2.555E-2,3.015E-2,3.5529999999999999E-2,4.181E-2,4.9119999999999997E-2,5.7599999999999998E-2,6.7379999999999995E-2,7.8630000000000005E-2,9.1480000000000006E-2,0.10607,0.12252,0.14091999999999999,0.1613,0.18367,0.20794000000000001,0.23397000000000001,0.26151999999999997,0.2903,0.31992999999999999,0.35,0.38007000000000002,0.40970000000000001,0.43847999999999998,0.46603,0.49206,0.51632999999999996,0.53869999999999996,0.55908000000000002,0.57747999999999999,0.59392999999999996,0.60851999999999995,0.62136999999999998,0.63261999999999996,0.64239999999999997]
[null,null,"Slovenia",{"$f":"ROUND(HistVREShare!$BF121,5)","v":1.89E-2},{"$f":"INDEX(y_GP,MATCH(D119,y_GP,1)+(E$4-D$4))","v":2.164E-2},2.555E-2,3.015E-2,3.5529999999999999E-2,4.181E-2,4.9119999999999997E-2,5.7599999999999998E-2,6.7379999999999995E-2,7.8630000000000005E-2,9.1480000000000006E-2,0.10607,0.12252,0.14091999999999999,0.1613,0.18367,0.20794000000000001,0.23397000000000001,0.26151999999999997,0.2903,0.31992999999999999,0.35,0.38007000000000002,0.40970000000000001,0.43847999999999998,0.46603,0.49206,0.51632999999999996,0.53869999999999996,0.55908000000000002,0.57747999999999999,0.59392999999999996,0.60851999999999995,0.62136999999999998,0.63261999999999996,0.64239999999999997]
[null,null,"South Africa",{"$f":"ROUND(HistVREShare!$BF122,5)","v":1.975E-2},{"$f":"INDEX(y_GP,MATCH(D120,y_GP,1)+(E$4-D$4))","v":2.164E-2},2.555E-2,3.015E-2,3.5529999999999999E-2,4.181E-2,4.9119999999999997E-2,5.7599999999999998E-2,6.7379999999999995E-2,7.8630000000000005E-2,9.1480000000000006E-2,0.10607,0.12252,0.14091999999999999,0.1613,0.18367,0.20794000000000001,0.23397000000000001,0.26151999999999997,0.2903,0.31992999999999999,0.35,0.38007000000000002,0.40970000000000001,0.43847999999999998,0.46603,0.49206,0.51632999999999996,0.53869999999999996,0.55908000000000002,0.57747999999999999,0.59392999999999996,0.60851999999999995,0.62136999999999998,0.63261999999999996,0.64239999999999997]
[null,null,"South Sudan",{"$f":"ROUND(HistVREShare!$BF123,5)","v":3.46E-3},{"$f":"INDEX(y_GP,MATCH(D121,y_GP,1)+(E$4-D$4))","v":3.96E-3},4.7000000000000002E-3,5.5799999999999999E-3,6.62E-3,7.8499999999999993E-3,9.3100000000000006E-3,1.103E-2,1.307E-2,1.5469999999999999E-2,1.83E-2,2.164E-2,2.555E-2,3.015E-2,3.5529999999999999E-2,4.181E-2,4.9119999999999997E-2,5.7599999999999998E-2,6.7379999999999995E-2,7.8630000000000005E-2,9.1480000000000006E-2,0.10607,0.12252,0.14091999999999999,0.1613,0.18367,0.20794000000000001,0.23397000000000001,0.26151999999999997,0.2903,0.31992999999999999,0.35,0.38007000000000002,0.40970000000000001,0.43847999999999998,0.46603]
[null,null,"Spain",{"$f":"ROUND(HistVREShare!$BF124,5)","v":0.22753999999999999},{"$f":"INDEX(y_GP,MATCH(D122,y_GP,1)+(E$4-D$4))","v":0.23397000000000001},0.26151999999999997,0.2903,0.31992999999999999,0.35,0.38007000000000002,0.40970000000000001,0.43847999999999998,0.46603,0.49206,0.51632999999999996,0.53869999999999996,0.55908000000000002,0.57747999999999999,0.59392999999999996,0.60851999999999995,0.62136999999999998,0.63261999999999996,0.64239999999999997,0.65088000000000001,0.65819000000000005,0.66447000000000001,0.66984999999999995,0.67444999999999999,0.67835999999999996,0.68169999999999997,0.68452999999999997,0.68693000000000004,0.68896999999999997,0.69069000000000003,0.69215000000000004,0.69338,0.69442000000000004,0.69530000000000003,0.69603999999999999]
[null,null,"Sri Lanka",{"$f":"ROUND(HistVREShare!$BF125,5)","v":2.7609999999999999E-2},{"$f":"INDEX(y_GP,MATCH(D123,y_GP,1)+(E$4-D$4))","v":3.015E-2},3.5529999999999999E-2,4.181E-2,4.9119999999999997E-2,5.7599999999999998E-2,6.7379999999999995E-2,7.8630000000000005E-2,9.1480000000000006E-2,0.10607,0.12252,0.14091999999999999,0.1613,0.18367,0.20794000000000001,0.23397000000000001,0.26151999999999997,0.2903,0.31992999999999999,0.35,0.38007000000000002,0.40970000000000001,0.43847999999999998,0.46603,0.49206,0.51632999999999996,0.53869999999999996,0.55908000000000002,0.57747999999999999,0.59392999999999996,0.60851999999999995,0.62136999999999998,0.63261999999999996,0.64239999999999997,0.65088000000000001,0.65819000000000005]
[null,null,"Sudan",{"$f":"ROUND(HistVREShare!$BF126,5)","v":0},{"$f":"INDEX(y_GP,MATCH(D124,y_GP,1)+(E$4-D$4))","v":1.0000000000000001E-5},2.0000000000000002E-5,3.0000000000000001E-5,4.0000000000000003E-5,5.0000000000000002E-5,6.0000000000000002E-5,8.0000000000000007E-5,9.0000000000000006E-5,1.1E-4,1.2999999999999999E-4,1.4999999999999999E-4,1.8000000000000001E-4,2.1000000000000001E-4,2.5000000000000001E-4,2.9999999999999997E-4,3.6000000000000002E-4,4.2000000000000002E-4,5.0000000000000001E-4,5.9999999999999995E-4,7.1000000000000002E-4,8.4000000000000003E-4,1E-3,1.1900000000000001E-3,1.42E-3,1.6800000000000001E-3,2E-3,2.3700000000000001E-3,2.81E-3,3.3400000000000001E-3,3.96E-3,4.7000000000000002E-3,5.5799999999999999E-3,6.62E-3,7.8499999999999993E-3,9.3100000000000006E-3]
[null,null,"Suriname",{"$f":"ROUND(HistVREShare!$BF127,5)","v":0},{"$f":"INDEX(y_GP,MATCH(D125,y_GP,1)+(E$4-D$4))","v":1.0000000000000001E-5},2.0000000000000002E-5,3.0000000000000001E-5,4.0000000000000003E-5,5.0000000000000002E-5,6.0000000000000002E-5,8.0000000000000007E-5,9.0000000000000006E-5,1.1E-4,1.2999999999999999E-4,1.4999999999999999E-4,1.8000000000000001E-4,2.1000000000000001E-4,2.5000000000000001E-4,2.9999999999999997E-4,3.6000000000000002E-4,4.2000000000000002E-4,5.0000000000000001E-4,5.9999999999999995E-4,7.1000000000000002E-4,8.4000000000000003E-4,1E-3,1.1900000000000001E-3,1.42E-3,1.6800000000000001E-3,2E-3,2.3700000000000001E-3,2.81E-3,3.3400000000000001E-3,3.96E-3,4.7000000000000002E-3,5.5799999999999999E-3,6.62E-3,7.8499999999999993E-3,9.3100000000000006E-3]
[null,null,"Sweden",{"$f":"ROUND(HistVREShare!$BF128,5)","v":0.10106},{"$f":"INDEX(y_GP,MATCH(D126,y_GP,1)+(E$4-D$4))","v":0.10607},0.12252,0.14091999999999999,0.1613,0.18367,0.20794000000000001,0.23397000000000001,0.26151999999999997,0.2903,0.31992999999999999,0.35,0.38007000000000002,0.40970000000000001,0.43847999999999998,0.46603,0.49206,0.51632999999999996,0.53869999999999996,0.55908000000000002,0.57747999999999999,0.59392999999999996,0.60851999999999995,0.62136999999999998,0.63261999999999996,0.64239999999999997,0.65088000000000001,0.65819000000000005,0.66447000000000001,0.66984999999999995,0.67444999999999999,0.67835999999999996,0.68169999999999997,0.68452999999999997,0.68693000000000004,0.68896999999999997]
[null,null,"Switzerland",{"$f":"ROUND(HistVREShare!$BF129,5)","v":1.8589999999999999E-2},{"$f":"INDEX(y_GP,MATCH(D127,y_GP,1)+(E$4-D$4))","v":2.164E-2},2.555E-2,3.015E-2,3.5529999999999999E-2,4.181E-2,4.9119999999999997E-2,5.7599999999999998E-2,6.7379999999999995E-2,7.8630000000000005E-2,9.1480000000000006E-2,0.10607,0.12252,0.14091999999999999,0.1613,0.18367,0.20794000000000001,0.23397000000000001,0.26151999999999997,0.2903,0.31992999999999999,0.35,0.38007000000000002,0.40970000000000001,0.43847999999999998,0.46603,0.49206,0.51632999999999996,0.53869999999999996,0.55908000000000002,0.57747999999999999,0.59392999999999996,0.60851999999999995,0.62136999999999998,0.63261999999999996,0.64239999999999997]
[null,null,"Syrian Arab Republic",{"$f":"ROUND(HistVREShare!$BF130,5)","v":0},{"$f":"INDEX(y_GP,MATCH(D128,y_GP,1)+(E$4-D$4))","v":1.0000000000000001E-5},2.0000000000000002E-5,3.0000000000000001E-5,4.0000000000000003E-5,5.0000000000000002E-5,6.0000000000000002E-5,8.0000000000000007E-5,9.0000000000000006E-5,1.1E-4,1.2999999999999999E-4,1.4999999999999999E-4,1.8000000000000001E-4,2.1000000000000001E-4,2.5000000000000001E-4,2.9999999999999997E-4,3.6000000000000002E-4,4.2000000000000002E-4,5.0000000000000001E-4,5.9999999999999995E-4,7.1000000000000002E-4,8.4000000000000003E-4,1E-3,1.1900000000000001E-3,1.42E-3,1.6800000000000001E-3,2E-3,2.3700000000000001E-3,2.81E-3,3.3400000000000001E-3,3.96E-3,4.7000000000000002E-3,5.5799999999999999E-3,6.62E-3,7.8499999999999993E-3,9.3100000000000006E-3]
[null,null,"Chinese Taipei",{"$f":"ROUND(HistVREShare!$BF131,5)","v":9.4199999999999996E-3},{"$f":"INDEX(y_GP,MATCH(D129,y_GP,1)+(E$4-D$4))","v":1.103E-2},1.307E-2,1.5469999999999999E-2,1.83E-2,2.164E-2,2.555E-2,3.015E-2,3.5529999999999999E-2,4.181E-2,4.9119999999999997E-2,5.7599999999999998E-2,6.7379999999999995E-2,7.8630000000000005E-2,9.1480000000000006E-2,0.10607,0.12252,0.14091999999999999,0.1613,0.18367,0.20794000000000001,0.23397000000000001,0.26151999999999997,0.2903,0.31992999999999999,0.35,0.38007000000000002,0.40970000000000001,0.43847999999999998,0.46603,0.49206,0.51632999999999996,0.53869999999999996,0.55908000000000002,0.57747999999999999,0.59392999999999996]
[null,null,"Tajikistan",{"$f":"ROUND(HistVREShare!$BF132,5)","v":0},{"$f":"INDEX(y_GP,MATCH(D130,y_GP,1)+(E$4-D$4))","v":1.0000000000000001E-5},2.0000000000000002E-5,3.0000000000000001E-5,4.0000000000000003E-5,5.0000000000000002E-5,6.0000000000000002E-5,8.0000000000000007E-5,9.0000000000000006E-5,1.1E-4,1.2999999999999999E-4,1.4999999999999999E-4,1.8000000000000001E-4,2.1000000000000001E-4,2.5000000000000001E-4,2.9999999999999997E-4,3.6000000000000002E-4,4.2000000000000002E-4,5.0000000000000001E-4,5.9999999999999995E-4,7.1000000000000002E-4,8.4000000000000003E-4,1E-3,1.1900000000000001E-3,1.42E-3,1.6800000000000001E-3,2E-3,2.3700000000000001E-3,2.81E-3,3.3400000000000001E-3,3.96E-3,4.7000000000000002E-3,5.5799999999999999E-3,6.62E-3,7.8499999999999993E-3,9.3100000000000006E-3]
[null,null,"Tanzania",{"$f":"ROUND(HistVREShare!$BF133,5)","v":3.2799999999999999E-3},{"$f":"INDEX(y_GP,MATCH(D131,y_GP,1)+(E$4-D$4))","v":3.3400000000000001E-3},3.96E-3,4.7000000000000002E-3,5.5799999999999999E-3,6.62E-3,7.8499999999999993E-3,9.3100000000000006E-3,1.103E-2,1.307E-2,1.5469999999999999E-2,1.83E-2,2.164E-2,2.555E-2,3.015E-2,3.5529999999999999E-2,4.181E-2,4.9119999999999997E-2,5.7599999999999998E-2,6.7379999999999995E-2,7.8630000000000005E-2,9.1480000000000006E-2,0.10607,0.12252,0.14091999999999999,0.1613,0.18367,0.20794000000000001,0.23397000000000001,0.26151999999999997,0.2903,0.31992999999999999,0.35,0.38007000000000002,0.40970000000000001,0.43847999999999998]
[null,null,"Thailand",{"$f":"ROUND(HistVREShare!$BF134,5)","v":1.525E-2},{"$f":"INDEX(y_GP,MATCH(D132,y_GP,1)+(E$4-D$4))","v":1.5469999999999999E-2},1.83E-2,2.164E-2,2.555E-2,3.015E-2,3.5529999999999999E-2,4.181E-2,4.9119999999999997E-2,5.7599999999999998E-2,6.7379999999999995E-2,7.8630000000000005E-2,9.1480000000000006E-2,0.10607,0.12252,0.14091999999999999,0.1613,0.18367,0.20794000000000001,0.23397000000000001,0.26151999999999997,0.2903,0.31992999999999999,0.35,0.38007000000000002,0.40970000000000001,0.43847999999999998,0.46603,0.49206,0.51632999999999996,0.53869999999999996,0.55908000000000002,0.57747999999999999,0.59392999999999996,0.60851999999999995,0.62136999999999998]
[null,null,"Togo",{"$f":"ROUND(HistVREShare!$BF135,5)","v":0},{"$f":"INDEX(y_GP,MATCH(D133,y_GP,1)+(E$4-D$4))","v":1.0000000000000001E-5},2.0000000000000002E-5,3.0000000000000001E-5,4.0000000000000003E-5,5.0000000000000002E-5,6.0000000000000002E-5,8.0000000000000007E-5,9.0000000000000006E-5,1.1E-4,1.2999999999999999E-4,1.4999999999999999E-4,1.8000000000000001E-4,2.1000000000000001E-4,2.5000000000000001E-4,2.9999999999999997E-4,3.6000000000000002E-4,4.2000000000000002E-4,5.0000000000000001E-4,5.9999999999999995E-4,7.1000000000000002E-4,8.4000000000000003E-4,1E-3,1.1900000000000001E-3,1.42E-3,1.6800000000000001E-3,2E-3,2.3700000000000001E-3,2.81E-3,3.3400000000000001E-3,3.96E-3,4.7000000000000002E-3,5.5799999999999999E-3,6.62E-3,7.8499999999999993E-3,9.3100000000000006E-3]
[null,null,"Trinidad and Tobago",{"$f":"ROUND(HistVREShare!$BF136,5)","v":0},{"$f":"INDEX(y_GP,MATCH(D134,y_GP,1)+(E$4-D$4))","v":1.0000000000000001E-5},2.0000000000000002E-5,3.0000000000000001E-5,4.0000000000000003E-5,5.0000000000000002E-5,6.0000000000000002E-5,8.0000000000000007E-5,9.0000000000000006E-5,1.1E-4,1.2999999999999999E-4,1.4999999999999999E-4,1.8000000000000001E-4,2.1000000000000001E-4,2.5000000000000001E-4,2.9999999999999997E-4,3.6000000000000002E-4,4.2000000000000002E-4,5.0000000000000001E-4,5.9999999999999995E-4,7.1000000000000002E-4,8.4000000000000003E-4,1E-3,1.1900000000000001E-3,1.42E-3,1.6800000000000001E-3,2E-3,2.3700000000000001E-3,2.81E-3,3.3400000000000001E-3,3.96E-3,4.7000000000000002E-3,5.5799999999999999E-3,6.62E-3,7.8499999999999993E-3,9.3100000000000006E-3]
[null,null,"Tunisia",{"$f":"ROUND(HistVREShare!$BF137,5)","v":2.4850000000000001E-2},{"$f":"INDEX(y_GP,MATCH(D135,y_GP,1)+(E$4-D$4))","v":2.555E-2},3.015E-2,3.5529999999999999E-2,4.181E-2,4.9119999999999997E-2,5.7599999999999998E-2,6.7379999999999995E-2,7.8630000000000005E-2,9.1480000000000006E-2,0.10607,0.12252,0.14091999999999999,0.1613,0.18367,0.20794000000000001,0.23397000000000001,0.26151999999999997,0.2903,0.31992999999999999,0.35,0.38007000000000002,0.40970000000000001,0.43847999999999998,0.46603,0.49206,0.51632999999999996,0.53869999999999996,0.55908000000000002,0.57747999999999999,0.59392999999999996,0.60851999999999995,0.62136999999999998,0.63261999999999996,0.64239999999999997,0.65088000000000001]
[null,null,"Turkey",{"$f":"ROUND(HistVREShare!$BF138,5)","v":4.5249999999999999E-2},{"$f":"INDEX(y_GP,MATCH(D136,y_GP,1)+(E$4-D$4))","v":4.9119999999999997E-2},5.7599999999999998E-2,6.7379999999999995E-2,7.8630000000000005E-2,9.1480000000000006E-2,0.10607,0.12252,0.14091999999999999,0.1613,0.18367,0.20794000000000001,0.23397000000000001,0.26151999999999997,0.2903,0.31992999999999999,0.35,0.38007000000000002,0.40970000000000001,0.43847999999999998,0.46603,0.49206,0.51632999999999996,0.53869999999999996,0.55908000000000002,0.57747999999999999,0.59392999999999996,0.60851999999999995,0.62136999999999998,0.63261999999999996,0.64239999999999997,0.65088000000000001,0.65819000000000005,0.66447000000000001,0.66984999999999995,0.67444999999999999]
[null,null,"Turkmenistan",{"$f":"ROUND(HistVREShare!$BF139,5)","v":0},{"$f":"INDEX(y_GP,MATCH(D137,y_GP,1)+(E$4-D$4))","v":1.0000000000000001E-5},2.0000000000000002E-5,3.0000000000000001E-5,4.0000000000000003E-5,5.0000000000000002E-5,6.0000000000000002E-5,8.0000000000000007E-5,9.0000000000000006E-5,1.1E-4,1.2999999999999999E-4,1.4999999999999999E-4,1.8000000000000001E-4,2.1000000000000001E-4,2.5000000000000001E-4,2.9999999999999997E-4,3.6000000000000002E-4,4.2000000000000002E-4,5.0000000000000001E-4,5.9999999999999995E-4,7.1000000000000002E-4,8.4000000000000003E-4,1E-3,1.1900000000000001E-3,1.42E-3,1.6800000000000001E-3,2E-3,2.3700000000000001E-3,2.81E-3,3.3400000000000001E-3,3.96E-3,4.7000000000000002E-3,5.5799999999999999E-3,6.62E-3,7.8499999999999993E-3,9.3100000000000006E-3]
[null,null,"Ukraine",{"$f":"ROUND(HistVREShare!$BF140,5)","v":9.6299999999999997E-3},{"$f":"INDEX(y_GP,MATCH(D138,y_GP,1)+(E$4-D$4))","v":1.103E-2},1.307E-2,1.5469999999999999E-2,1.83E-2,2.164E-2,2.555E-2,3.015E-2,3.5529999999999999E-2,4.181E-2,4.9119999999999997E-2,5.7599999999999998E-2,6.7379999999999995E-2,7.8630000000000005E-2,9.1480000000000006E-2,0.10607,0.12252,0.14091999999999999,0.1613,0.18367,0.20794000000000001,0.23397000000000001,0.26151999999999997,0.2903,0.31992999999999999,0.35,0.38007000000000002,0.40970000000000001,0.43847999999999998,0.46603,0.49206,0.51632999999999996,0.53869999999999996,0.55908000000000002,0.57747999999999999,0.59392999999999996]
[null,null,"United Arab Emirates",{"$f":"ROUND(HistVREShare!$BF141,5)","v":2.32E-3},{"$f":"INDEX(y_GP,MATCH(D139,y_GP,1)+(E$4-D$4))","v":2.3700000000000001E-3},2.81E-3,3.3400000000000001E-3,3.96E-3,4.7000000000000002E-3,5.5799999999999999E-3,6.62E-3,7.8499999999999993E-3,9.3100000000000006E-3,1.103E-2,1.307E-2,1.5469999999999999E-2,1.83E-2,2.164E-2,2.555E-2,3.015E-2,3.5529999999999999E-2,4.181E-2,4.9119999999999997E-2,5.7599999999999998E-2,6.7379999999999995E-2,7.8630000000000005E-2,9.1480000000000006E-2,0.10607,0.12252,0.14091999999999999,0.1613,0.18367,0.20794000000000001,0.23397000000000001,0.26151999999999997,0.2903,0.31992999999999999,0.35,0.38007000000000002]
[null,null,"United Kingdom",{"$f":"ROUND(HistVREShare!$BF142,5)","v":0.14237},{"$f":"INDEX(y_GP,MATCH(D140,y_GP,1)+(E$4-D$4))","v":0.1613},0.18367,0.20794000000000001,0.23397000000000001,0.26151999999999997,0.2903,0.31992999999999999,0.35,0.38007000000000002,0.40970000000000001,0.43847999999999998,0.46603,0.49206,0.51632999999999996,0.53869999999999996,0.55908000000000002,0.57747999999999999,0.59392999999999996,0.60851999999999995,0.62136999999999998,0.63261999999999996,0.64239999999999997,0.65088000000000001,0.65819000000000005,0.66447000000000001,0.66984999999999995,0.67444999999999999,0.67835999999999996,0.68169999999999997,0.68452999999999997,0.68693000000000004,0.68896999999999997,0.69069000000000003,0.69215000000000004,0.69338]
[null,null,"United States of America",{"$f":"ROUND(HistVREShare!$BF143,5)","v":5.321E-2},{"$f":"INDEX(y_GP,MATCH(D141,y_GP,1)+(E$4-D$4))","v":5.7599999999999998E-2},6.7379999999999995E-2,7.8630000000000005E-2,9.1480000000000006E-2,0.10607,0.12252,0.14091999999999999,0.1613,0.18367,0.20794000000000001,0.23397000000000001,0.26151999999999997,0.2903,0.31992999999999999,0.35,0.38007000000000002,0.40970000000000001,0.43847999999999998,0.46603,0.49206,0.51632999999999996,0.53869999999999996,0.55908000000000002,0.57747999999999999,0.59392999999999996,0.60851999999999995,0.62136999999999998,0.63261999999999996,0.64239999999999997,0.65088000000000001,0.65819000000000005,0.66447000000000001,0.66984999999999995,0.67444999999999999,0.67835999999999996]
[null,null,"Uruguay",{"$f":"ROUND(HistVREShare!$BF144,5)","v":0.16128000000000001},{"$f":"INDEX(y_GP,MATCH(D142,y_GP,1)+(E$4-D$4))","v":0.1613},0.18367,0.20794000000000001,0.23397000000000001,0.26151999999999997,0.2903,0.31992999999999999,0.35,0.38007000000000002,0.40970000000000001,0.43847999999999998,0.46603,0.49206,0.51632999999999996,0.53869999999999996,0.55908000000000002,0.57747999999999999,0.59392999999999996,0.60851999999999995,0.62136999999999998,0.63261999999999996,0.64239999999999997,0.65088000000000001,0.65819000000000005,0.66447000000000001,0.66984999999999995,0.67444999999999999,0.67835999999999996,0.68169999999999997,0.68452999999999997,0.68693000000000004,0.68896999999999997,0.69069000000000003,0.69215000000000004,0.69338]
[null,null,"Uzbekistan",{"$f":"ROUND(HistVREShare!$BF145,5)","v":0},{"$f":"INDEX(y_GP,MATCH(D143,y_GP,1)+(E$4-D$4))","v":1.0000000000000001E-5},2.0000000000000002E-5,3.0000000000000001E-5,4.0000000000000003E-5,5.0000000000000002E-5,6.0000000000000002E-5,8.0000000000000007E-5,9.0000000000000006E-5,1.1E-4,1.2999999999999999E-4,1.4999999999999999E-4,1.8000000000000001E-4,2.1000000000000001E-4,2.5000000000000001E-4,2.9999999999999997E-4,3.6000000000000002E-4,4.2000000000000002E-4,5.0000000000000001E-4,5.9999999999999995E-4,7.1000000000000002E-4,8.4000000000000003E-4,1E-3,1.1900000000000001E-3,1.42E-3,1.6800000000000001E-3,2E-3,2.3700000000000001E-3,2.81E-3,3.3400000000000001E-3,3.96E-3,4.7000000000000002E-3,5.5799999999999999E-3,6.62E-3,7.8499999999999993E-3,9.3100000000000006E-3]
[null,null,"Venezuela",{"$f":"ROUND(HistVREShare!$BF146,5)","v":0},{"$f":"INDEX(y_GP,MATCH(D144,y_GP,1)+(E$4-D$4))","v":1.0000000000000001E-5},2.0000000000000002E-5,3.0000000000000001E-5,4.0000000000000003E-5,5.0000000000000002E-5,6.0000000000000002E-5,8.0000000000000007E-5,9.0000000000000006E-5,1.1E-4,1.2999999999999999E-4,1.4999999999999999E-4,1.8000000000000001E-4,2.1000000000000001E-4,2.5000000000000001E-4,2.9999999999999997E-4,3.6000000000000002E-4,4.2000000000000002E-4,5.0000000000000001E-4,5.9999999999999995E-4,7.1000000000000002E-4,8.4000000000000003E-4,1E-3,1.1900000000000001E-3,1.42E-3,1.6800000000000001E-3,2E-3,2.3700000000000001E-3,2.81E-3,3.3400000000000001E-3,3.96E-3,4.7000000000000002E-3,5.5799999999999999E-3,6.62E-3,7.8499999999999993E-3,9.3100000000000006E-3]
[null,null,"Vietnam",{"$f":"ROUND(HistVREShare!$BF147,5)","v":7.6999999999999996E-4},{"$f":"INDEX(y_GP,MATCH(D145,y_GP,1)+(E$4-D$4))","v":8.4000000000000003E-4},1E-3,1.1900000000000001E-3,1.42E-3,1.6800000000000001E-3,2E-3,2.3700000000000001E-3,2.81E-3,3.3400000000000001E-3,3.96E-3,4.7000000000000002E-3,5.5799999999999999E-3,6.62E-3,7.8499999999999993E-3,9.3100000000000006E-3,1.103E-2,1.307E-2,1.5469999999999999E-2,1.83E-2,2.164E-2,2.555E-2,3.015E-2,3.5529999999999999E-2,4.181E-2,4.9119999999999997E-2,5.7599999999999998E-2,6.7379999999999995E-2,7.8630000000000005E-2,9.1480000000000006E-2,0.10607,0.12252,0.14091999999999999,0.1613,0.18367,0.20794000000000001]
[null,null,"Yemen",{"$f":"ROUND(HistVREShare!$BF148,5)","v":9.1240000000000002E-2},{"$f":"INDEX(y_GP,MATCH(D146,y_GP,1)+(E$4-D$4))","v":9.1480000000000006E-2},0.10607,0.12252,0.14091999999999999,0.1613,0.18367,0.20794000000000001,0.23397000000000001,0.26151999999999997,0.2903,0.31992999999999999,0.35,0.38007000000000002,0.40970000000000001,0.43847999999999998,0.46603,0.49206,0.51632999999999996,0.53869999999999996,0.55908000000000002,0.57747999999999999,0.59392999999999996,0.60851999999999995,0.62136999999999998,0.63261999999999996,0.64239999999999997,0.65088000000000001,0.65819000000000005,0.66447000000000001,0.66984999999999995,0.67444999999999999,0.67835999999999996,0.68169999999999997,0.68452999999999997,0.68693000000000004]
[null,null,"Zambia",{"$f":"ROUND(HistVREShare!$BF149,5)","v":0},{"$f":"INDEX(y_GP,MATCH(D147,y_GP,1)+(E$4-D$4))","v":1.0000000000000001E-5},2.0000000000000002E-5,3.0000000000000001E-5,4.0000000000000003E-5,5.0000000000000002E-5,6.0000000000000002E-5,8.0000000000000007E-5,9.0000000000000006E-5,1.1E-4,1.2999999999999999E-4,1.4999999999999999E-4,1.8000000000000001E-4,2.1000000000000001E-4,2.5000000000000001E-4,2.9999999999999997E-4,3.6000000000000002E-4,4.2000000000000002E-4,5.0000000000000001E-4,5.9999999999999995E-4,7.1000000000000002E-4,8.4000000000000003E-4,1E-3,1.1900000000000001E-3,1.42E-3,1.6800000000000001E-3,2E-3,2.3700000000000001E-3,2.81E-3,3.3400000000000001E-3,3.96E-3,4.7000000000000002E-3,5.5799999999999999E-3,6.62E-3,7.8499999999999993E-3,9.3100000000000006E-3]
[null,null,"Zimbabwe",{"$f":"ROUND(HistVREShare!$BF150,5)","v":0},{"$f":"INDEX(y_GP,MATCH(D148,y_GP,1)+(E$4-D$4))","v":1.0000000000000001E-5},2.0000000000000002E-5,3.0000000000000001E-5,4.0000000000000003E-5,5.0000000000000002E-5,6.0000000000000002E-5,8.0000000000000007E-5,9.0000000000000006E-5,1.1E-4,1.2999999999999999E-4,1.4999999999999999E-4,1.8000000000000001E-4,2.1000000000000001E-4,2.5000000000000001E-4,2.9999999999999997E-4,3.6000000000000002E-4,4.2000000000000002E-4,5.0000000000000001E-4,5.9999999999999995E-4,7.1000000000000002E-4,8.4000000000000003E-4,1E-3,1.1900000000000001E-3,1.42E-3,1.6800000000000001E-3,2E-3,2.3700000000000001E-3,2.81E-3,3.3400000000000001E-3,3.96E-3,4.7000000000000002E-3,5.5799999999999999E-3,6.62E-3,7.8499999999999993E-3,9.3100000000000006E-3]
[null,null,"Other",{"$f":"ROUND(HistVREShare!$BF151,5)","v":0},{"$f":"INDEX(y_GP,MATCH(D149,y_GP,1)+(E$4-D$4))","v":1.0000000000000001E-5},2.0000000000000002E-5,3.0000000000000001E-5,4.0000000000000003E-5,5.0000000000000002E-5,6.0000000000000002E-5,8.0000000000000007E-5,9.0000000000000006E-5,1.1E-4,1.2999999999999999E-4,1.4999999999999999E-4,1.8000000000000001E-4,2.1000000000000001E-4,2.5000000000000001E-4,2.9999999999999997E-4,3.6000000000000002E-4,4.2000000000000002E-4,5.0000000000000001E-4,5.9999999999999995E-4,7.1000000000000002E-4,8.4000000000000003E-4,1E-3,1.1900000000000001E-3,1.42E-3,1.6800000000000001E-3,2E-3,2.3700000000000001E-3,2.81E-3,3.3400000000000001E-3,3.96E-3,4.7000000000000002E-3,5.5799999999999999E-3,6.62E-3,7.8499999999999993E-3,9.3100000000000006E-3]
[]
[null,"No policy"]
[]
[null,null,"Country",2015,2016,2017,2018,2019,2020,2021,2022,2023,2024,2025,2026,2027,2028,2029,2030,2031,2032,2033,2034,2035,2036,2037,2038,2039,2040,2041,2042,2043,2044,2045,2046,2047,2048,2049,2050]
[null,null,"World",{"$f":"ROUND(HistVREShare!$BF7,5)","v":4.5229999999999999E-2},{"$f":"INDEX(y_NP,MATCH(D154,y_NP,1)+(E$153-D$153))","v":4.546E-2},4.7719999999999999E-2,5.0070000000000003E-2,5.2510000000000001E-2,5.5039999999999999E-2,5.7669999999999999E-2,6.0389999999999999E-2,6.3210000000000002E-2,6.6119999999999998E-2,6.9129999999999997E-2,7.2230000000000003E-2,7.5429999999999997E-2,7.8719999999999998E-2,8.2100000000000006E-2,8.5559999999999997E-2,8.9120000000000005E-2,9.2759999999999995E-2,9.6479999999999996E-2,0.10027,0.10414,0.10808,0.11208,0.11613999999999999,0.12025,0.12441000000000001,0.12861,0.13285,0.13711000000000001,0.1414,0.14568999999999999,0.15,0.15431,0.15859999999999999,0.16289000000000001,0.16714999999999999]
[null,null,"Albania",{"$f":"ROUND(HistVREShare!$BF8,5)","v":0},{"$f":"INDEX(y_NP,MATCH(D155,y_NP,1)+(E$153-D$153))","v":1.0000000000000001E-5},2.0000000000000002E-5,3.0000000000000001E-5,4.0000000000000003E-5,5.0000000000000002E-5,6.0000000000000002E-5,6.9999999999999994E-5,8.0000000000000007E-5,9.0000000000000006E-5,1E-4,1.1E-4,1.2E-4,1.2999999999999999E-4,1.3999999999999999E-4,1.4999999999999999E-4,1.6000000000000001E-4,1.7000000000000001E-4,1.8000000000000001E-4,1.9000000000000001E-4,2.0000000000000001E-4,2.2000000000000001E-4,2.3000000000000001E-4,2.4000000000000001E-4,2.5999999999999998E-4,2.7E-4,2.9E-4,2.9999999999999997E-4,3.2000000000000003E-4,3.4000000000000002E-4,3.6000000000000002E-4,3.8000000000000002E-4,4.0999999999999999E-4,4.2999999999999999E-4,4.6000000000000001E-4,4.8000000000000001E-4]
[null,null,"Algeria",{"$f":"ROUND(HistVREShare!$BF9,5)","v":1.1199999999999999E-3},{"$f":"INDEX(y_NP,MATCH(D156,y_NP,1)+(E$153-D$153))","v":1.14E-3},1.2099999999999999E-3,1.2800000000000001E-3,1.3500000000000001E-3,1.4300000000000001E-3,1.5200000000000001E-3,1.6000000000000001E-3,1.6999999999999999E-3,1.8E-3,1.9E-3,2.0200000000000001E-3,2.1299999999999999E-3,2.2599999999999999E-3,2.3900000000000002E-3,2.5300000000000001E-3,2.6800000000000001E-3,2.8400000000000001E-3,3.0000000000000001E-3,3.1800000000000001E-3,3.3700000000000002E-3,3.5599999999999998E-3,3.7699999999999999E-3,3.9899999999999996E-3,4.2199999999999998E-3,4.47E-3,4.7299999999999998E-3,5.0000000000000001E-3,5.2900000000000004E-3,5.5999999999999999E-3,5.9199999999999999E-3,6.2700000000000004E-3,6.6299999999999996E-3,7.0099999999999997E-3,7.4200000000000004E-3,7.8399999999999997E-3]
[null,null,"Angola",{"$f":"ROUND(HistVREShare!$BF10,5)","v":0},{"$f":"INDEX(y_NP,MATCH(D157,y_NP,1)+(E$153-D$153))","v":1.0000000000000001E-5},2.0000000000000002E-5,3.0000000000000001E-5,4.0000000000000003E-5,5.0000000000000002E-5,6.0000000000000002E-5,6.9999999999999994E-5,8.0000000000000007E-5,9.0000000000000006E-5,1E-4,1.1E-4,1.2E-4,1.2999999999999999E-4,1.3999999999999999E-4,1.4999999999999999E-4,1.6000000000000001E-4,1.7000000000000001E-4,1.8000000000000001E-4,1.9000000000000001E-4,2.0000000000000001E-4,2.2000000000000001E-4,2.3000000000000001E-4,2.4000000000000001E-4,2.5999999999999998E-4,2.7E-4,2.9E-4,2.9999999999999997E-4,3.2000000000000003E-4,3.4000000000000002E-4,3.6000000000000002E-4,3.8000000000000002E-4,4.0999999999999999E-4,4.2999999999999999E-4,4.6000000000000001E-4,4.8000000000000001E-4]
[null,null,"Argentina",{"$f":"ROUND(HistVREShare!$BF11,5)","v":4.2399999999999998E-3},{"$f":"INDEX(y_NP,MATCH(D158,y_NP,1)+(E$153-D$153))","v":4.47E-3},4.7299999999999998E-3,5.0000000000000001E-3,5.2900000000000004E-3,5.5999999999999999E-3,5.9199999999999999E-3,6.2700000000000004E-3,6.6299999999999996E-3,7.0099999999999997E-3,7.4200000000000004E-3,7.8399999999999997E-3,8.2900000000000005E-3,8.77E-3,9.2700000000000005E-3,9.7999999999999997E-3,1.0359999999999999E-2,1.095E-2,1.157E-2,1.223E-2,1.2919999999999999E-2,1.3650000000000001E-2,1.4420000000000001E-2,1.523E-2,1.6080000000000001E-2,1.6979999999999999E-2,1.7919999999999998E-2,1.891E-2,1.9959999999999999E-2,2.1049999999999999E-2,2.2200000000000001E-2,2.341E-2,2.4680000000000001E-2,2.6020000000000001E-2,2.741E-2,2.8879999999999999E-2]
[null,null,"Armenia",{"$f":"ROUND(HistVREShare!$BF12,5)","v":5.1000000000000004E-4},{"$f":"INDEX(y_NP,MATCH(D159,y_NP,1)+(E$153-D$153))","v":5.4000000000000001E-4},5.6999999999999998E-4,6.0999999999999997E-4,6.4000000000000005E-4,6.8000000000000005E-4,7.2000000000000005E-4,7.6000000000000004E-4,8.0999999999999996E-4,8.5999999999999998E-4,9.1E-4,9.6000000000000002E-4,1.0200000000000001E-3,1.08E-3,1.14E-3,1.2099999999999999E-3,1.2800000000000001E-3,1.3500000000000001E-3,1.4300000000000001E-3,1.5200000000000001E-3,1.6000000000000001E-3,1.6999999999999999E-3,1.8E-3,1.9E-3,2.0200000000000001E-3,2.1299999999999999E-3,2.2599999999999999E-3,2.3900000000000002E-3,2.5300000000000001E-3,2.6800000000000001E-3,2.8400000000000001E-3,3.0000000000000001E-3,3.1800000000000001E-3,3.3700000000000002E-3,3.5599999999999998E-3,3.7699999999999999E-3]
[null,null,"Australia",{"$f":"ROUND(HistVREShare!$BF13,5)","v":6.5610000000000002E-2},{"$f":"INDEX(y_NP,MATCH(D160,y_NP,1)+(E$153-D$153))","v":6.6119999999999998E-2},6.9129999999999997E-2,7.2230000000000003E-2,7.5429999999999997E-2,7.8719999999999998E-2,8.2100000000000006E-2,8.5559999999999997E-2,8.9120000000000005E-2,9.2759999999999995E-2,9.6479999999999996E-2,0.10027,0.10414,0.10808,0.11208,0.11613999999999999,0.12025,0.12441000000000001,0.12861,0.13285,0.13711000000000001,0.1414,0.14568999999999999,0.15,0.15431,0.15859999999999999,0.16289000000000001,0.16714999999999999,0.17138999999999999,0.17559,0.17974999999999999,0.18386,0.18792,0.19192000000000001,0.19586000000000001,0.19972999999999999]
[null,null,"Austria",{"$f":"ROUND(HistVREShare!$BF14,5)","v":9.3530000000000002E-2},{"$f":"INDEX(y_NP,MATCH(D161,y_NP,1)+(E$153-D$153))","v":9.6479999999999996E-2},0.10027,0.10414,0.10808,0.11208,0.11613999999999999,0.12025,0.12441000000000001,0.12861,0.13285,0.13711000000000001,0.1414,0.14568999999999999,0.15,0.15431,0.15859999999999999,0.16289000000000001,0.16714999999999999,0.17138999999999999,0.17559,0.17974999999999999,0.18386,0.18792,0.19192000000000001,0.19586000000000001,0.19972999999999999,0.20352000000000001,0.20724000000000001,0.21088000000000001,0.21443999999999999,0.21790000000000001,0.22128,0.22456999999999999,0.22777,0.23086999999999999]
[null,null,"Azerbaijan",{"$f":"ROUND(HistVREShare!$BF15,5)","v":4.0999999999999999E-4},{"$f":"INDEX(y_NP,MATCH(D162,y_NP,1)+(E$153-D$153))","v":4.2999999999999999E-4},4.6000000000000001E-4,4.8000000000000001E-4,5.1000000000000004E-4,5.4000000000000001E-4,5.6999999999999998E-4,6.0999999999999997E-4,6.4000000000000005E-4,6.8000000000000005E-4,7.2000000000000005E-4,7.6000000000000004E-4,8.0999999999999996E-4,8.5999999999999998E-4,9.1E-4,9.6000000000000002E-4,1.0200000000000001E-3,1.08E-3,1.14E-3,1.2099999999999999E-3,1.2800000000000001E-3,1.3500000000000001E-3,1.4300000000000001E-3,1.5200000000000001E-3,1.6000000000000001E-3,1.6999999999999999E-3,1.8E-3,1.9E-3,2.0200000000000001E-3,2.1299999999999999E-3,2.2599999999999999E-3,2.3900000000000002E-3,2.5300000000000001E-3,2.6800000000000001E-3,2.8400000000000001E-3,3.0000000000000001E-3]
[null,null,"Bahrain",{"$f":"ROUND(HistVREShare!$BF16,5)","v":0},{"$f":"INDEX(y_NP,MATCH(D163,y_NP,1)+(E$153-D$153))","v":1.0000000000000001E-5},2.0000000000000002E-5,3.0000000000000001E-5,4.0000000000000003E-5,5.0000000000000002E-5,6.0000000000000002E-5,6.9999999999999994E-5,8.0000000000000007E-5,9.0000000000000006E-5,1E-4,1.1E-4,1.2E-4,1.2999999999999999E-4,1.3999999999999999E-4,1.4999999999999999E-4,1.6000000000000001E-4,1.7000000000000001E-4,1.8000000000000001E-4,1.9000000000000001E-4,2.0000000000000001E-4,2.2000000000000001E-4,2.3000000000000001E-4,2.4000000000000001E-4,2.5999999999999998E-4,2.7E-4,2.9E-4,2.9999999999999997E-4,3.2000000000000003E-4,3.4000000000000002E-4,3.6000000000000002E-4,3.8000000000000002E-4,4.0999999999999999E-4,4.2999999999999999E-4,4.6000000000000001E-4,4.8000000000000001E-4]
[null,null,"Bangladesh",{"$f":"ROUND(HistVREShare!$BF17,5)","v":2.6800000000000001E-3},{"$f":"INDEX(y_NP,MATCH(D164,y_NP,1)+(E$153-D$153))","v":2.8400000000000001E-3},3.0000000000000001E-3,3.1800000000000001E-3,3.3700000000000002E-3,3.5599999999999998E-3,3.7699999999999999E-3,3.9899999999999996E-3,4.2199999999999998E-3,4.47E-3,4.7299999999999998E-3,5.0000000000000001E-3,5.2900000000000004E-3,5.5999999999999999E-3,5.9199999999999999E-3,6.2700000000000004E-3,6.6299999999999996E-3,7.0099999999999997E-3,7.4200000000000004E-3,7.8399999999999997E-3,8.2900000000000005E-3,8.77E-3,9.2700000000000005E-3,9.7999999999999997E-3,1.0359999999999999E-2,1.095E-2,1.157E-2,1.223E-2,1.2919999999999999E-2,1.3650000000000001E-2,1.4420000000000001E-2,1.523E-2,1.6080000000000001E-2,1.6979999999999999E-2,1.7919999999999998E-2,1.891E-2]
[null,null,"Belarus",{"$f":"ROUND(HistVREShare!$BF18,5)","v":1E-3},{"$f":"INDEX(y_NP,MATCH(D165,y_NP,1)+(E$153-D$153))","v":1.0200000000000001E-3},1.08E-3,1.14E-3,1.2099999999999999E-3,1.2800000000000001E-3,1.3500000000000001E-3,1.4300000000000001E-3,1.5200000000000001E-3,1.6000000000000001E-3,1.6999999999999999E-3,1.8E-3,1.9E-3,2.0200000000000001E-3,2.1299999999999999E-3,2.2599999999999999E-3,2.3900000000000002E-3,2.5300000000000001E-3,2.6800000000000001E-3,2.8400000000000001E-3,3.0000000000000001E-3,3.1800000000000001E-3,3.3700000000000002E-3,3.5599999999999998E-3,3.7699999999999999E-3,3.9899999999999996E-3,4.2199999999999998E-3,4.47E-3,4.7299999999999998E-3,5.0000000000000001E-3,5.2900000000000004E-3,5.5999999999999999E-3,5.9199999999999999E-3,6.2700000000000004E-3,6.6299999999999996E-3,7.0099999999999997E-3]
[null,null,"Belgium",{"$f":"ROUND(HistVREShare!$BF19,5)","v":0.12548999999999999},{"$f":"INDEX(y_NP,MATCH(D166,y_NP,1)+(E$153-D$153))","v":0.12861},0.13285,0.13711000000000001,0.1414,0.14568999999999999,0.15,0.15431,0.15859999999999999,0.16289000000000001,0.16714999999999999,0.17138999999999999,0.17559,0.17974999999999999,0.18386,0.18792,0.19192000000000001,0.19586000000000001,0.19972999999999999,0.20352000000000001,0.20724000000000001,0.21088000000000001,0.21443999999999999,0.21790000000000001,0.22128,0.22456999999999999,0.22777,0.23086999999999999,0.23388,0.23679,0.23960999999999999,0.24232999999999999,0.24496000000000001,0.24748999999999999,0.24993000000000001,0.25228]
[null,null,"Benin",{"$f":"ROUND(HistVREShare!$BF20,5)","v":1.4619999999999999E-2},{"$f":"INDEX(y_NP,MATCH(D167,y_NP,1)+(E$153-D$153))","v":1.523E-2},1.6080000000000001E-2,1.6979999999999999E-2,1.7919999999999998E-2,1.891E-2,1.9959999999999999E-2,2.1049999999999999E-2,2.2200000000000001E-2,2.341E-2,2.4680000000000001E-2,2.6020000000000001E-2,2.741E-2,2.8879999999999999E-2,3.041E-2,3.202E-2,3.3700000000000001E-2,3.5450000000000002E-2,3.7289999999999997E-2,3.9199999999999999E-2,4.1200000000000001E-2,4.3290000000000002E-2,4.546E-2,4.7719999999999999E-2,5.0070000000000003E-2,5.2510000000000001E-2,5.5039999999999999E-2,5.7669999999999999E-2,6.0389999999999999E-2,6.3210000000000002E-2,6.6119999999999998E-2,6.9129999999999997E-2,7.2230000000000003E-2,7.5429999999999997E-2,7.8719999999999998E-2,8.2100000000000006E-2]
[null,null,"Bolivia",{"$f":"ROUND(HistVREShare!$BF21,5)","v":2.5200000000000001E-3},{"$f":"INDEX(y_NP,MATCH(D168,y_NP,1)+(E$153-D$153))","v":2.5300000000000001E-3},2.6800000000000001E-3,2.8400000000000001E-3,3.0000000000000001E-3,3.1800000000000001E-3,3.3700000000000002E-3,3.5599999999999998E-3,3.7699999999999999E-3,3.9899999999999996E-3,4.2199999999999998E-3,4.47E-3,4.7299999999999998E-3,5.0000000000000001E-3,5.2900000000000004E-3,5.5999999999999999E-3,5.9199999999999999E-3,6.2700000000000004E-3,6.6299999999999996E-3,7.0099999999999997E-3,7.4200000000000004E-3,7.8399999999999997E-3,8.2900000000000005E-3,8.77E-3,9.2700000000000005E-3,9.7999999999999997E-3,1.0359999999999999E-2,1.095E-2,1.157E-2,1.223E-2,1.2919999999999999E-2,1.3650000000000001E-2,1.4420000000000001E-2,1.523E-2,1.6080000000000001E-2,1.6979999999999999E-2]
[null,null,"Bosnia and Herzegovina",{"$f":"ROUND(HistVREShare!$BF22,5)","v":0},{"$f":"INDEX(y_NP,MATCH(D169,y_NP,1)+(E$153-D$153))","v":1.0000000000000001E-5},2.0000000000000002E-5,3.0000000000000001E-5,4.0000000000000003E-5,5.0000000000000002E-5,6.0000000000000002E-5,6.9999999999999994E-5,8.0000000000000007E-5,9.0000000000000006E-5,1E-4,1.1E-4,1.2E-4,1.2999999999999999E-4,1.3999999999999999E-4,1.4999999999999999E-4,1.6000000000000001E-4,1.7000000000000001E-4,1.8000000000000001E-4,1.9000000000000001E-4,2.0000000000000001E-4,2.2000000000000001E-4,2.3000000000000001E-4,2.4000000000000001E-4,2.5999999999999998E-4,2.7E-4,2.9E-4,2.9999999999999997E-4,3.2000000000000003E-4,3.4000000000000002E-4,3.6000000000000002E-4,3.8000000000000002E-4,4.0999999999999999E-4,4.2999999999999999E-4,4.6000000000000001E-4,4.8000000000000001E-4]
[null,null,"Botswana",{"$f":"ROUND(HistVREShare!$BF23,5)","v":6.7000000000000002E-4},{"$f":"INDEX(y_NP,MATCH(D170,y_NP,1)+(E$153-D$153))","v":6.8000000000000005E-4},7.2000000000000005E-4,7.6000000000000004E-4,8.0999999999999996E-4,8.5999999999999998E-4,9.1E-4,9.6000000000000002E-4,1.0200000000000001E-3,1.08E-3,1.14E-3,1.2099999999999999E-3,1.2800000000000001E-3,1.3500000000000001E-3,1.4300000000000001E-3,1.5200000000000001E-3,1.6000000000000001E-3,1.6999999999999999E-3,1.8E-3,1.9E-3,2.0200000000000001E-3,2.1299999999999999E-3,2.2599999999999999E-3,2.3900000000000002E-3,2.5300000000000001E-3,2.6800000000000001E-3,2.8400000000000001E-3,3.0000000000000001E-3,3.1800000000000001E-3,3.3700000000000002E-3,3.5599999999999998E-3,3.7699999999999999E-3,3.9899999999999996E-3,4.2199999999999998E-3,4.47E-3,4.7299999999999998E-3]
[null,null,"Brazil",{"$f":"ROUND(HistVREShare!$BF24,5)","v":3.7280000000000001E-2},{"$f":"INDEX(y_NP,MATCH(D171,y_NP,1)+(E$153-D$153))","v":3.7289999999999997E-2},3.9199999999999999E-2,4.1200000000000001E-2,4.3290000000000002E-2,4.546E-2,4.7719999999999999E-2,5.0070000000000003E-2,5.2510000000000001E-2,5.5039999999999999E-2,5.7669999999999999E-2,6.0389999999999999E-2,6.3210000000000002E-2,6.6119999999999998E-2,6.9129999999999997E-2,7.2230000000000003E-2,7.5429999999999997E-2,7.8719999999999998E-2,8.2100000000000006E-2,8.5559999999999997E-2,8.9120000000000005E-2,9.2759999999999995E-2,9.6479999999999996E-2,0.10027,0.10414,0.10808,0.11208,0.11613999999999999,0.12025,0.12441000000000001,0.12861,0.13285,0.13711000000000001,0.1414,0.14568999999999999,0.15]
[null,null,"Brunei",{"$f":"ROUND(HistVREShare!$BF25,5)","v":4.8000000000000001E-4},{"$f":"INDEX(y_NP,MATCH(D172,y_NP,1)+(E$153-D$153))","v":5.1000000000000004E-4},5.4000000000000001E-4,5.6999999999999998E-4,6.0999999999999997E-4,6.4000000000000005E-4,6.8000000000000005E-4,7.2000000000000005E-4,7.6000000000000004E-4,8.0999999999999996E-4,8.5999999999999998E-4,9.1E-4,9.6000000000000002E-4,1.0200000000000001E-3,1.08E-3,1.14E-3,1.2099999999999999E-3,1.2800000000000001E-3,1.3500000000000001E-3,1.4300000000000001E-3,1.5200000000000001E-3,1.6000000000000001E-3,1.6999999999999999E-3,1.8E-3,1.9E-3,2.0200000000000001E-3,2.1299999999999999E-3,2.2599999999999999E-3,2.3900000000000002E-3,2.5300000000000001E-3,2.6800000000000001E-3,2.8400000000000001E-3,3.0000000000000001E-3,3.1800000000000001E-3,3.3700000000000002E-3,3.5599999999999998E-3]
[null,null,"Bulgaria",{"$f":"ROUND(HistVREShare!$BF26,5)","v":5.8160000000000003E-2},{"$f":"INDEX(y_NP,MATCH(D173,y_NP,1)+(E$153-D$153))","v":6.0389999999999999E-2},6.3210000000000002E-2,6.6119999999999998E-2,6.9129999999999997E-2,7.2230000000000003E-2,7.5429999999999997E-2,7.8719999999999998E-2,8.2100000000000006E-2,8.5559999999999997E-2,8.9120000000000005E-2,9.2759999999999995E-2,9.6479999999999996E-2,0.10027,0.10414,0.10808,0.11208,0.11613999999999999,0.12025,0.12441000000000001,0.12861,0.13285,0.13711000000000001,0.1414,0.14568999999999999,0.15,0.15431,0.15859999999999999,0.16289000000000001,0.16714999999999999,0.17138999999999999,0.17559,0.17974999999999999,0.18386,0.18792,0.19192000000000001]
[null,null,"Cambodia",{"$f":"ROUND(HistVREShare!$BF27,5)","v":6.8000000000000005E-4},{"$f":"INDEX(y_NP,MATCH(D174,y_NP,1)+(E$153-D$153))","v":7.2000000000000005E-4},7.6000000000000004E-4,8.0999999999999996E-4,8.5999999999999998E-4,9.1E-4,9.6000000000000002E-4,1.0200000000000001E-3,1.08E-3,1.14E-3,1.2099999999999999E-3,1.2800000000000001E-3,1.3500000000000001E-3,1.4300000000000001E-3,1.5200000000000001E-3,1.6000000000000001E-3,1.6999999999999999E-3,1.8E-3,1.9E-3,2.0200000000000001E-3,2.1299999999999999E-3,2.2599999999999999E-3,2.3900000000000002E-3,2.5300000000000001E-3,2.6800000000000001E-3,2.8400000000000001E-3,3.0000000000000001E-3,3.1800000000000001E-3,3.3700000000000002E-3,3.5599999999999998E-3,3.7699999999999999E-3,3.9899999999999996E-3,4.2199999999999998E-3,4.47E-3,4.7299999999999998E-3,5.0000000000000001E-3]
[null,null,"Cameroon",{"$f":"ROUND(HistVREShare!$BF28,5)","v":0},{"$f":"INDEX(y_NP,MATCH(D175,y_NP,1)+(E$153-D$153))","v":1.0000000000000001E-5},2.0000000000000002E-5,3.0000000000000001E-5,4.0000000000000003E-5,5.0000000000000002E-5,6.0000000000000002E-5,6.9999999999999994E-5,8.0000000000000007E-5,9.0000000000000006E-5,1E-4,1.1E-4,1.2E-4,1.2999999999999999E-4,1.3999999999999999E-4,1.4999999999999999E-4,1.6000000000000001E-4,1.7000000000000001E-4,1.8000000000000001E-4,1.9000000000000001E-4,2.0000000000000001E-4,2.2000000000000001E-4,2.3000000000000001E-4,2.4000000000000001E-4,2.5999999999999998E-4,2.7E-4,2.9E-4,2.9999999999999997E-4,3.2000000000000003E-4,3.4000000000000002E-4,3.6000000000000002E-4,3.8000000000000002E-4,4.0999999999999999E-4,4.2999999999999999E-4,4.6000000000000001E-4,4.8000000000000001E-4]
[null,null,"Canada",{"$f":"ROUND(HistVREShare!$BF29,5)","v":4.3920000000000001E-2},{"$f":"INDEX(y_NP,MATCH(D176,y_NP,1)+(E$153-D$153))","v":4.546E-2},4.7719999999999999E-2,5.0070000000000003E-2,5.2510000000000001E-2,5.5039999999999999E-2,5.7669999999999999E-2,6.0389999999999999E-2,6.3210000000000002E-2,6.6119999999999998E-2,6.9129999999999997E-2,7.2230000000000003E-2,7.5429999999999997E-2,7.8719999999999998E-2,8.2100000000000006E-2,8.5559999999999997E-2,8.9120000000000005E-2,9.2759999999999995E-2,9.6479999999999996E-2,0.10027,0.10414,0.10808,0.11208,0.11613999999999999,0.12025,0.12441000000000001,0.12861,0.13285,0.13711000000000001,0.1414,0.14568999999999999,0.15,0.15431,0.15859999999999999,0.16289000000000001,0.16714999999999999]
[null,null,"Chile",{"$f":"ROUND(HistVREShare!$BF30,5)","v":4.478E-2},{"$f":"INDEX(y_NP,MATCH(D177,y_NP,1)+(E$153-D$153))","v":4.546E-2},4.7719999999999999E-2,5.0070000000000003E-2,5.2510000000000001E-2,5.5039999999999999E-2,5.7669999999999999E-2,6.0389999999999999E-2,6.3210000000000002E-2,6.6119999999999998E-2,6.9129999999999997E-2,7.2230000000000003E-2,7.5429999999999997E-2,7.8719999999999998E-2,8.2100000000000006E-2,8.5559999999999997E-2,8.9120000000000005E-2,9.2759999999999995E-2,9.6479999999999996E-2,0.10027,0.10414,0.10808,0.11208,0.11613999999999999,0.12025,0.12441000000000001,0.12861,0.13285,0.13711000000000001,0.1414,0.14568999999999999,0.15,0.15431,0.15859999999999999,0.16289000000000001,0.16714999999999999]
[null,null,"China",{"$f":"ROUND(HistVREShare!$BF31,5)","v":3.9460000000000002E-2},{"$f":"INDEX(y_NP,MATCH(D178,y_NP,1)+(E$153-D$153))","v":4.1200000000000001E-2},4.3290000000000002E-2,4.546E-2,4.7719999999999999E-2,5.0070000000000003E-2,5.2510000000000001E-2,5.5039999999999999E-2,5.7669999999999999E-2,6.0389999999999999E-2,6.3210000000000002E-2,6.6119999999999998E-2,6.9129999999999997E-2,7.2230000000000003E-2,7.5429999999999997E-2,7.8719999999999998E-2,8.2100000000000006E-2,8.5559999999999997E-2,8.9120000000000005E-2,9.2759999999999995E-2,9.6479999999999996E-2,0.10027,0.10414,0.10808,0.11208,0.11613999999999999,0.12025,0.12441000000000001,0.12861,0.13285,0.13711000000000001,0.1414,0.14568999999999999,0.15,0.15431,0.15859999999999999]
[null,null,"Colombia",{"$f":"ROUND(HistVREShare!$BF32,5)","v":8.7000000000000001E-4},{"$f":"INDEX(y_NP,MATCH(D179,y_NP,1)+(E$153-D$153))","v":9.1E-4},9.6000000000000002E-4,1.0200000000000001E-3,1.08E-3,1.14E-3,1.2099999999999999E-3,1.2800000000000001E-3,1.3500000000000001E-3,1.4300000000000001E-3,1.5200000000000001E-3,1.6000000000000001E-3,1.6999999999999999E-3,1.8E-3,1.9E-3,2.0200000000000001E-3,2.1299999999999999E-3,2.2599999999999999E-3,2.3900000000000002E-3,2.5300000000000001E-3,2.6800000000000001E-3,2.8400000000000001E-3,3.0000000000000001E-3,3.1800000000000001E-3,3.3700000000000002E-3,3.5599999999999998E-3,3.7699999999999999E-3,3.9899999999999996E-3,4.2199999999999998E-3,4.47E-3,4.7299999999999998E-3,5.0000000000000001E-3,5.2900000000000004E-3,5.5999999999999999E-3,5.9199999999999999E-3,6.2700000000000004E-3]
[null,null,"Congo",{"$f":"ROUND(HistVREShare!$BF33,5)","v":0},{"$f":"INDEX(y_NP,MATCH(D180,y_NP,1)+(E$153-D$153))","v":1.0000000000000001E-5},2.0000000000000002E-5,3.0000000000000001E-5,4.0000000000000003E-5,5.0000000000000002E-5,6.0000000000000002E-5,6.9999999999999994E-5,8.0000000000000007E-5,9.0000000000000006E-5,1E-4,1.1E-4,1.2E-4,1.2999999999999999E-4,1.3999999999999999E-4,1.4999999999999999E-4,1.6000000000000001E-4,1.7000000000000001E-4,1.8000000000000001E-4,1.9000000000000001E-4,2.0000000000000001E-4,2.2000000000000001E-4,2.3000000000000001E-4,2.4000000000000001E-4,2.5999999999999998E-4,2.7E-4,2.9E-4,2.9999999999999997E-4,3.2000000000000003E-4,3.4000000000000002E-4,3.6000000000000002E-4,3.8000000000000002E-4,4.0999999999999999E-4,4.2999999999999999E-4,4.6000000000000001E-4,4.8000000000000001E-4]
[null,null,"Costa Rica",{"$f":"ROUND(HistVREShare!$BF34,5)","v":0.10017},{"$f":"INDEX(y_NP,MATCH(D181,y_NP,1)+(E$153-D$153))","v":0.10027},0.10414,0.10808,0.11208,0.11613999999999999,0.12025,0.12441000000000001,0.12861,0.13285,0.13711000000000001,0.1414,0.14568999999999999,0.15,0.15431,0.15859999999999999,0.16289000000000001,0.16714999999999999,0.17138999999999999,0.17559,0.17974999999999999,0.18386,0.18792,0.19192000000000001,0.19586000000000001,0.19972999999999999,0.20352000000000001,0.20724000000000001,0.21088000000000001,0.21443999999999999,0.21790000000000001,0.22128,0.22456999999999999,0.22777,0.23086999999999999,0.23388]
[null,null,"Côte d'Ivoire",{"$f":"ROUND(HistVREShare!$BF35,5)","v":0},{"$f":"INDEX(y_NP,MATCH(D182,y_NP,1)+(E$153-D$153))","v":1.0000000000000001E-5},2.0000000000000002E-5,3.0000000000000001E-5,4.0000000000000003E-5,5.0000000000000002E-5,6.0000000000000002E-5,6.9999999999999994E-5,8.0000000000000007E-5,9.0000000000000006E-5,1E-4,1.1E-4,1.2E-4,1.2999999999999999E-4,1.3999999999999999E-4,1.4999999999999999E-4,1.6000000000000001E-4,1.7000000000000001E-4,1.8000000000000001E-4,1.9000000000000001E-4,2.0000000000000001E-4,2.2000000000000001E-4,2.3000000000000001E-4,2.4000000000000001E-4,2.5999999999999998E-4,2.7E-4,2.9E-4,2.9999999999999997E-4,3.2000000000000003E-4,3.4000000000000002E-4,3.6000000000000002E-4,3.8000000000000002E-4,4.0999999999999999E-4,4.2999999999999999E-4,4.6000000000000001E-4,4.8000000000000001E-4]
[null,null,"Croatia",{"$f":"ROUND(HistVREShare!$BF36,5)","v":7.5899999999999995E-2},{"$f":"INDEX(y_NP,MATCH(D183,y_NP,1)+(E$153-D$153))","v":7.8719999999999998E-2},8.2100000000000006E-2,8.5559999999999997E-2,8.9120000000000005E-2,9.2759999999999995E-2,9.6479999999999996E-2,0.10027,0.10414,0.10808,0.11208,0.11613999999999999,0.12025,0.12441000000000001,0.12861,0.13285,0.13711000000000001,0.1414,0.14568999999999999,0.15,0.15431,0.15859999999999999,0.16289000000000001,0.16714999999999999,0.17138999999999999,0.17559,0.17974999999999999,0.18386,0.18792,0.19192000000000001,0.19586000000000001,0.19972999999999999,0.20352000000000001,0.20724000000000001,0.21088000000000001,0.21443999999999999]
[null,null,"Cuba",{"$f":"ROUND(HistVREShare!$BF37,5)","v":2.4599999999999999E-3},{"$f":"INDEX(y_NP,MATCH(D184,y_NP,1)+(E$153-D$153))","v":2.5300000000000001E-3},2.6800000000000001E-3,2.8400000000000001E-3,3.0000000000000001E-3,3.1800000000000001E-3,3.3700000000000002E-3,3.5599999999999998E-3,3.7699999999999999E-3,3.9899999999999996E-3,4.2199999999999998E-3,4.47E-3,4.7299999999999998E-3,5.0000000000000001E-3,5.2900000000000004E-3,5.5999999999999999E-3,5.9199999999999999E-3,6.2700000000000004E-3,6.6299999999999996E-3,7.0099999999999997E-3,7.4200000000000004E-3,7.8399999999999997E-3,8.2900000000000005E-3,8.77E-3,9.2700000000000005E-3,9.7999999999999997E-3,1.0359999999999999E-2,1.095E-2,1.157E-2,1.223E-2,1.2919999999999999E-2,1.3650000000000001E-2,1.4420000000000001E-2,1.523E-2,1.6080000000000001E-2,1.6979999999999999E-2]
[null,null,"Curaçao",{"$f":"ROUND(HistVREShare!$BF38,5)","v":0},{"$f":"INDEX(y_NP,MATCH(D185,y_NP,1)+(E$153-D$153))","v":1.0000000000000001E-5},2.0000000000000002E-5,3.0000000000000001E-5,4.0000000000000003E-5,5.0000000000000002E-5,6.0000000000000002E-5,6.9999999999999994E-5,8.0000000000000007E-5,9.0000000000000006E-5,1E-4,1.1E-4,1.2E-4,1.2999999999999999E-4,1.3999999999999999E-4,1.4999999999999999E-4,1.6000000000000001E-4,1.7000000000000001E-4,1.8000000000000001E-4,1.9000000000000001E-4,2.0000000000000001E-4,2.2000000000000001E-4,2.3000000000000001E-4,2.4000000000000001E-4,2.5999999999999998E-4,2.7E-4,2.9E-4,2.9999999999999997E-4,3.2000000000000003E-4,3.4000000000000002E-4,3.6000000000000002E-4,3.8000000000000002E-4,4.0999999999999999E-4,4.2999999999999999E-4,4.6000000000000001E-4,4.8000000000000001E-4]
[null,null,"Cyprus",{"$f":"ROUND(HistVREShare!$BF39,5)","v":7.6550000000000007E-2},{"$f":"INDEX(y_NP,MATCH(D186,y_NP,1)+(E$153-D$153))","v":7.8719999999999998E-2},8.2100000000000006E-2,8.5559999999999997E-2,8.9120000000000005E-2,9.2759999999999995E-2,9.6479999999999996E-2,0.10027,0.10414,0.10808,0.11208,0.11613999999999999,0.12025,0.12441000000000001,0.12861,0.13285,0.13711000000000001,0.1414,0.14568999999999999,0.15,0.15431,0.15859999999999999,0.16289000000000001,0.16714999999999999,0.17138999999999999,0.17559,0.17974999999999999,0.18386,0.18792,0.19192000000000001,0.19586000000000001,0.19972999999999999,0.20352000000000001,0.20724000000000001,0.21088000000000001,0.21443999999999999]
[null,null,"Czech Republic",{"$f":"ROUND(HistVREShare!$BF40,5)","v":3.4340000000000002E-2},{"$f":"INDEX(y_NP,MATCH(D187,y_NP,1)+(E$153-D$153))","v":3.5450000000000002E-2},3.7289999999999997E-2,3.9199999999999999E-2,4.1200000000000001E-2,4.3290000000000002E-2,4.546E-2,4.7719999999999999E-2,5.0070000000000003E-2,5.2510000000000001E-2,5.5039999999999999E-2,5.7669999999999999E-2,6.0389999999999999E-2,6.3210000000000002E-2,6.6119999999999998E-2,6.9129999999999997E-2,7.2230000000000003E-2,7.5429999999999997E-2,7.8719999999999998E-2,8.2100000000000006E-2,8.5559999999999997E-2,8.9120000000000005E-2,9.2759999999999995E-2,9.6479999999999996E-2,0.10027,0.10414,0.10808,0.11208,0.11613999999999999,0.12025,0.12441000000000001,0.12861,0.13285,0.13711000000000001,0.1414,0.14568999999999999]
[null,null,"Korea",{"$f":"ROUND(HistVREShare!$BF41,5)","v":0},{"$f":"INDEX(y_NP,MATCH(D188,y_NP,1)+(E$153-D$153))","v":1.0000000000000001E-5},2.0000000000000002E-5,3.0000000000000001E-5,4.0000000000000003E-5,5.0000000000000002E-5,6.0000000000000002E-5,6.9999999999999994E-5,8.0000000000000007E-5,9.0000000000000006E-5,1E-4,1.1E-4,1.2E-4,1.2999999999999999E-4,1.3999999999999999E-4,1.4999999999999999E-4,1.6000000000000001E-4,1.7000000000000001E-4,1.8000000000000001E-4,1.9000000000000001E-4,2.0000000000000001E-4,2.2000000000000001E-4,2.3000000000000001E-4,2.4000000000000001E-4,2.5999999999999998E-4,2.7E-4,2.9E-4,2.9999999999999997E-4,3.2000000000000003E-4,3.4000000000000002E-4,3.6000000000000002E-4,3.8000000000000002E-4,4.0999999999999999E-4,4.2999999999999999E-4,4.6000000000000001E-4,4.8000000000000001E-4]
[null,null,"Democratic Republic of the Congo",{"$f":"ROUND(HistVREShare!$BF42,5)","v":0},{"$f":"INDEX(y_NP,MATCH(D189,y_NP,1)+(E$153-D$153))","v":1.0000000000000001E-5},2.0000000000000002E-5,3.0000000000000001E-5,4.0000000000000003E-5,5.0000000000000002E-5,6.0000000000000002E-5,6.9999999999999994E-5,8.0000000000000007E-5,9.0000000000000006E-5,1E-4,1.1E-4,1.2E-4,1.2999999999999999E-4,1.3999999999999999E-4,1.4999999999999999E-4,1.6000000000000001E-4,1.7000000000000001E-4,1.8000000000000001E-4,1.9000000000000001E-4,2.0000000000000001E-4,2.2000000000000001E-4,2.3000000000000001E-4,2.4000000000000001E-4,2.5999999999999998E-4,2.7E-4,2.9E-4,2.9999999999999997E-4,3.2000000000000003E-4,3.4000000000000002E-4,3.6000000000000002E-4,3.8000000000000002E-4,4.0999999999999999E-4,4.2999999999999999E-4,4.6000000000000001E-4,4.8000000000000001E-4]
[null,null,"Denmark",{"$f":"ROUND(HistVREShare!$BF43,5)","v":0.50912000000000002},{"$f":"D190","v":0.50912000000000002},{"$f":"E190","v":0.50912000000000002},0.50912000000000002,0.50912000000000002,0.50912000000000002,0.50912000000000002,0.50912000000000002,0.50912000000000002,0.50912000000000002,0.50912000000000002,0.50912000000000002,0.50912000000000002,0.50912000000000002,0.50912000000000002,0.50912000000000002,0.50912000000000002,0.50912000000000002,0.50912000000000002,0.50912000000000002,0.50912000000000002,0.50912000000000002,0.50912000000000002,0.50912000000000002,0.50912000000000002,0.50912000000000002,0.50912000000000002,0.50912000000000002,0.50912000000000002,0.50912000000000002,0.50912000000000002,0.50912000000000002,0.50912000000000002,0.50912000000000002,0.50912000000000002,0.50912000000000002]
[null,null,"Dominican Republic",{"$f":"ROUND(HistVREShare!$BF44,5)","v":4.8849999999999998E-2},{"$f":"INDEX(y_NP,MATCH(D191,y_NP,1)+(E$153-D$153))","v":5.0070000000000003E-2},5.2510000000000001E-2,5.5039999999999999E-2,5.7669999999999999E-2,6.0389999999999999E-2,6.3210000000000002E-2,6.6119999999999998E-2,6.9129999999999997E-2,7.2230000000000003E-2,7.5429999999999997E-2,7.8719999999999998E-2,8.2100000000000006E-2,8.5559999999999997E-2,8.9120000000000005E-2,9.2759999999999995E-2,9.6479999999999996E-2,0.10027,0.10414,0.10808,0.11208,0.11613999999999999,0.12025,0.12441000000000001,0.12861,0.13285,0.13711000000000001,0.1414,0.14568999999999999,0.15,0.15431,0.15859999999999999,0.16289000000000001,0.16714999999999999,0.17138999999999999,0.17559]
[null,null,"Ecuador",{"$f":"ROUND(HistVREShare!$BF45,5)","v":5.2300000000000003E-3},{"$f":"INDEX(y_NP,MATCH(D192,y_NP,1)+(E$153-D$153))","v":5.2900000000000004E-3},5.5999999999999999E-3,5.9199999999999999E-3,6.2700000000000004E-3,6.6299999999999996E-3,7.0099999999999997E-3,7.4200000000000004E-3,7.8399999999999997E-3,8.2900000000000005E-3,8.77E-3,9.2700000000000005E-3,9.7999999999999997E-3,1.0359999999999999E-2,1.095E-2,1.157E-2,1.223E-2,1.2919999999999999E-2,1.3650000000000001E-2,1.4420000000000001E-2,1.523E-2,1.6080000000000001E-2,1.6979999999999999E-2,1.7919999999999998E-2,1.891E-2,1.9959999999999999E-2,2.1049999999999999E-2,2.2200000000000001E-2,2.341E-2,2.4680000000000001E-2,2.6020000000000001E-2,2.741E-2,2.8879999999999999E-2,3.041E-2,3.202E-2,3.3700000000000001E-2]
[null,null,"Egypt",{"$f":"ROUND(HistVREShare!$BF46,5)","v":1.1950000000000001E-2},{"$f":"INDEX(y_NP,MATCH(D193,y_NP,1)+(E$153-D$153))","v":1.223E-2},1.2919999999999999E-2,1.3650000000000001E-2,1.4420000000000001E-2,1.523E-2,1.6080000000000001E-2,1.6979999999999999E-2,1.7919999999999998E-2,1.891E-2,1.9959999999999999E-2,2.1049999999999999E-2,2.2200000000000001E-2,2.341E-2,2.4680000000000001E-2,2.6020000000000001E-2,2.741E-2,2.8879999999999999E-2,3.041E-2,3.202E-2,3.3700000000000001E-2,3.5450000000000002E-2,3.7289999999999997E-2,3.9199999999999999E-2,4.1200000000000001E-2,4.3290000000000002E-2,4.546E-2,4.7719999999999999E-2,5.0070000000000003E-2,5.2510000000000001E-2,5.5039999999999999E-2,5.7669999999999999E-2,6.0389999999999999E-2,6.3210000000000002E-2,6.6119999999999998E-2,6.9129999999999997E-2]
[null,null,"El Salvador",{"$f":"ROUND(HistVREShare!$BF47,5)","v":0},{"$f":"INDEX(y_NP,MATCH(D194,y_NP,1)+(E$153-D$153))","v":1.0000000000000001E-5},2.0000000000000002E-5,3.0000000000000001E-5,4.0000000000000003E-5,5.0000000000000002E-5,6.0000000000000002E-5,6.9999999999999994E-5,8.0000000000000007E-5,9.0000000000000006E-5,1E-4,1.1E-4,1.2E-4,1.2999999999999999E-4,1.3999999999999999E-4,1.4999999999999999E-4,1.6000000000000001E-4,1.7000000000000001E-4,1.8000000000000001E-4,1.9000000000000001E-4,2.0000000000000001E-4,2.2000000000000001E-4,2.3000000000000001E-4,2.4000000000000001E-4,2.5999999999999998E-4,2.7E-4,2.9E-4,2.9999999999999997E-4,3.2000000000000003E-4,3.4000000000000002E-4,3.6000000000000002E-4,3.8000000000000002E-4,4.0999999999999999E-4,4.2999999999999999E-4,4.6000000000000001E-4,4.8000000000000001E-4]
[null,null,"Eritrea",{"$f":"ROUND(HistVREShare!$BF48,5)","v":4.9300000000000004E-3},{"$f":"INDEX(y_NP,MATCH(D195,y_NP,1)+(E$153-D$153))","v":5.0000000000000001E-3},5.2900000000000004E-3,5.5999999999999999E-3,5.9199999999999999E-3,6.2700000000000004E-3,6.6299999999999996E-3,7.0099999999999997E-3,7.4200000000000004E-3,7.8399999999999997E-3,8.2900000000000005E-3,8.77E-3,9.2700000000000005E-3,9.7999999999999997E-3,1.0359999999999999E-2,1.095E-2,1.157E-2,1.223E-2,1.2919999999999999E-2,1.3650000000000001E-2,1.4420000000000001E-2,1.523E-2,1.6080000000000001E-2,1.6979999999999999E-2,1.7919999999999998E-2,1.891E-2,1.9959999999999999E-2,2.1049999999999999E-2,2.2200000000000001E-2,2.341E-2,2.4680000000000001E-2,2.6020000000000001E-2,2.741E-2,2.8879999999999999E-2,3.041E-2,3.202E-2]
[null,null,"Estonia",{"$f":"ROUND(HistVREShare!$BF49,5)","v":6.8760000000000002E-2},{"$f":"INDEX(y_NP,MATCH(D196,y_NP,1)+(E$153-D$153))","v":6.9129999999999997E-2},7.2230000000000003E-2,7.5429999999999997E-2,7.8719999999999998E-2,8.2100000000000006E-2,8.5559999999999997E-2,8.9120000000000005E-2,9.2759999999999995E-2,9.6479999999999996E-2,0.10027,0.10414,0.10808,0.11208,0.11613999999999999,0.12025,0.12441000000000001,0.12861,0.13285,0.13711000000000001,0.1414,0.14568999999999999,0.15,0.15431,0.15859999999999999,0.16289000000000001,0.16714999999999999,0.17138999999999999,0.17559,0.17974999999999999,0.18386,0.18792,0.19192000000000001,0.19586000000000001,0.19972999999999999,0.20352000000000001]
[null,null,"Ethiopia",{"$f":"ROUND(HistVREShare!$BF50,5)","v":7.2720000000000007E-2},{"$f":"INDEX(y_NP,MATCH(D197,y_NP,1)+(E$153-D$153))","v":7.5429999999999997E-2},7.8719999999999998E-2,8.2100000000000006E-2,8.5559999999999997E-2,8.9120000000000005E-2,9.2759999999999995E-2,9.6479999999999996E-2,0.10027,0.10414,0.10808,0.11208,0.11613999999999999,0.12025,0.12441000000000001,0.12861,0.13285,0.13711000000000001,0.1414,0.14568999999999999,0.15,0.15431,0.15859999999999999,0.16289000000000001,0.16714999999999999,0.17138999999999999,0.17559,0.17974999999999999,0.18386,0.18792,0.19192000000000001,0.19586000000000001,0.19972999999999999,0.20352000000000001,0.20724000000000001,0.21088000000000001]
[null,null,"Finland",{"$f":"ROUND(HistVREShare!$BF51,5)","v":3.4049999999999997E-2},{"$f":"INDEX(y_NP,MATCH(D198,y_NP,1)+(E$153-D$153))","v":3.5450000000000002E-2},3.7289999999999997E-2,3.9199999999999999E-2,4.1200000000000001E-2,4.3290000000000002E-2,4.546E-2,4.7719999999999999E-2,5.0070000000000003E-2,5.2510000000000001E-2,5.5039999999999999E-2,5.7669999999999999E-2,6.0389999999999999E-2,6.3210000000000002E-2,6.6119999999999998E-2,6.9129999999999997E-2,7.2230000000000003E-2,7.5429999999999997E-2,7.8719999999999998E-2,8.2100000000000006E-2,8.5559999999999997E-2,8.9120000000000005E-2,9.2759999999999995E-2,9.6479999999999996E-2,0.10027,0.10414,0.10808,0.11208,0.11613999999999999,0.12025,0.12441000000000001,0.12861,0.13285,0.13711000000000001,0.1414,0.14568999999999999]
[null,null,"Macedonia, FYR",{"$f":"ROUND(HistVREShare!$BF52,5)","v":2.5499999999999998E-2},{"$f":"INDEX(y_NP,MATCH(D199,y_NP,1)+(E$153-D$153))","v":2.6020000000000001E-2},2.741E-2,2.8879999999999999E-2,3.041E-2,3.202E-2,3.3700000000000001E-2,3.5450000000000002E-2,3.7289999999999997E-2,3.9199999999999999E-2,4.1200000000000001E-2,4.3290000000000002E-2,4.546E-2,4.7719999999999999E-2,5.0070000000000003E-2,5.2510000000000001E-2,5.5039999999999999E-2,5.7669999999999999E-2,6.0389999999999999E-2,6.3210000000000002E-2,6.6119999999999998E-2,6.9129999999999997E-2,7.2230000000000003E-2,7.5429999999999997E-2,7.8719999999999998E-2,8.2100000000000006E-2,8.5559999999999997E-2,8.9120000000000005E-2,9.2759999999999995E-2,9.6479999999999996E-2,0.10027,0.10414,0.10808,0.11208,0.11613999999999999,0.12025]
[null,null,"France",{"$f":"ROUND(HistVREShare!$BF53,5)","v":5.0430000000000003E-2},{"$f":"INDEX(y_NP,MATCH(D200,y_NP,1)+(E$153-D$153))","v":5.2510000000000001E-2},5.5039999999999999E-2,5.7669999999999999E-2,6.0389999999999999E-2,6.3210000000000002E-2,6.6119999999999998E-2,6.9129999999999997E-2,7.2230000000000003E-2,7.5429999999999997E-2,7.8719999999999998E-2,8.2100000000000006E-2,8.5559999999999997E-2,8.9120000000000005E-2,9.2759999999999995E-2,9.6479999999999996E-2,0.10027,0.10414,0.10808,0.11208,0.11613999999999999,0.12025,0.12441000000000001,0.12861,0.13285,0.13711000000000001,0.1414,0.14568999999999999,0.15,0.15431,0.15859999999999999,0.16289000000000001,0.16714999999999999,0.17138999999999999,0.17559,0.17974999999999999]
[null,null,"Gabon",{"$f":"ROUND(HistVREShare!$BF54,5)","v":9.3999999999999997E-4},{"$f":"INDEX(y_NP,MATCH(D201,y_NP,1)+(E$153-D$153))","v":9.6000000000000002E-4},1.0200000000000001E-3,1.08E-3,1.14E-3,1.2099999999999999E-3,1.2800000000000001E-3,1.3500000000000001E-3,1.4300000000000001E-3,1.5200000000000001E-3,1.6000000000000001E-3,1.6999999999999999E-3,1.8E-3,1.9E-3,2.0200000000000001E-3,2.1299999999999999E-3,2.2599999999999999E-3,2.3900000000000002E-3,2.5300000000000001E-3,2.6800000000000001E-3,2.8400000000000001E-3,3.0000000000000001E-3,3.1800000000000001E-3,3.3700000000000002E-3,3.5599999999999998E-3,3.7699999999999999E-3,3.9899999999999996E-3,4.2199999999999998E-3,4.47E-3,4.7299999999999998E-3,5.0000000000000001E-3,5.2900000000000004E-3,5.5999999999999999E-3,5.9199999999999999E-3,6.2700000000000004E-3,6.6299999999999996E-3]
[null,null,"Georgia",{"$f":"ROUND(HistVREShare!$BF55,5)","v":0},{"$f":"INDEX(y_NP,MATCH(D202,y_NP,1)+(E$153-D$153))","v":1.0000000000000001E-5},2.0000000000000002E-5,3.0000000000000001E-5,4.0000000000000003E-5,5.0000000000000002E-5,6.0000000000000002E-5,6.9999999999999994E-5,8.0000000000000007E-5,9.0000000000000006E-5,1E-4,1.1E-4,1.2E-4,1.2999999999999999E-4,1.3999999999999999E-4,1.4999999999999999E-4,1.6000000000000001E-4,1.7000000000000001E-4,1.8000000000000001E-4,1.9000000000000001E-4,2.0000000000000001E-4,2.2000000000000001E-4,2.3000000000000001E-4,2.4000000000000001E-4,2.5999999999999998E-4,2.7E-4,2.9E-4,2.9999999999999997E-4,3.2000000000000003E-4,3.4000000000000002E-4,3.6000000000000002E-4,3.8000000000000002E-4,4.0999999999999999E-4,4.2999999999999999E-4,4.6000000000000001E-4,4.8000000000000001E-4]
[null,null,"Germany",{"$f":"ROUND(HistVREShare!$BF56,5)","v":0.18398999999999999},{"$f":"INDEX(y_NP,MATCH(D203,y_NP,1)+(E$153-D$153))","v":0.18792},0.19192000000000001,0.19586000000000001,0.19972999999999999,0.20352000000000001,0.20724000000000001,0.21088000000000001,0.21443999999999999,0.21790000000000001,0.22128,0.22456999999999999,0.22777,0.23086999999999999,0.23388,0.23679,0.23960999999999999,0.24232999999999999,0.24496000000000001,0.24748999999999999,0.24993000000000001,0.25228,0.25453999999999999,0.25670999999999999,0.25879999999999997,0.26079999999999998,0.26271,0.26455000000000001,0.26629999999999998,0.26798,0.26959,0.27112000000000003,0.27259,0.27398,0.27532000000000001,0.27659]
[null,null,"Ghana",{"$f":"ROUND(HistVREShare!$BF57,5)","v":2.5999999999999998E-4},{"$f":"INDEX(y_NP,MATCH(D204,y_NP,1)+(E$153-D$153))","v":2.7E-4},2.9E-4,2.9999999999999997E-4,3.2000000000000003E-4,3.4000000000000002E-4,3.6000000000000002E-4,3.8000000000000002E-4,4.0999999999999999E-4,4.2999999999999999E-4,4.6000000000000001E-4,4.8000000000000001E-4,5.1000000000000004E-4,5.4000000000000001E-4,5.6999999999999998E-4,6.0999999999999997E-4,6.4000000000000005E-4,6.8000000000000005E-4,7.2000000000000005E-4,7.6000000000000004E-4,8.0999999999999996E-4,8.5999999999999998E-4,9.1E-4,9.6000000000000002E-4,1.0200000000000001E-3,1.08E-3,1.14E-3,1.2099999999999999E-3,1.2800000000000001E-3,1.3500000000000001E-3,1.4300000000000001E-3,1.5200000000000001E-3,1.6000000000000001E-3,1.6999999999999999E-3,1.8E-3,1.9E-3]
[null,null,"Gibraltar",{"$f":"ROUND(HistVREShare!$BF58,5)","v":0},{"$f":"INDEX(y_NP,MATCH(D205,y_NP,1)+(E$153-D$153))","v":1.0000000000000001E-5},2.0000000000000002E-5,3.0000000000000001E-5,4.0000000000000003E-5,5.0000000000000002E-5,6.0000000000000002E-5,6.9999999999999994E-5,8.0000000000000007E-5,9.0000000000000006E-5,1E-4,1.1E-4,1.2E-4,1.2999999999999999E-4,1.3999999999999999E-4,1.4999999999999999E-4,1.6000000000000001E-4,1.7000000000000001E-4,1.8000000000000001E-4,1.9000000000000001E-4,2.0000000000000001E-4,2.2000000000000001E-4,2.3000000000000001E-4,2.4000000000000001E-4,2.5999999999999998E-4,2.7E-4,2.9E-4,2.9999999999999997E-4,3.2000000000000003E-4,3.4000000000000002E-4,3.6000000000000002E-4,3.8000000000000002E-4,4.0999999999999999E-4,4.2999999999999999E-4,4.6000000000000001E-4,4.8000000000000001E-4]
[null,null,"Greece",{"$f":"ROUND(HistVREShare!$BF59,5)","v":0.16442999999999999},{"$f":"INDEX(y_NP,MATCH(D206,y_NP,1)+(E$153-D$153))","v":0.16714999999999999},0.17138999999999999,0.17559,0.17974999999999999,0.18386,0.18792,0.19192000000000001,0.19586000000000001,0.19972999999999999,0.20352000000000001,0.20724000000000001,0.21088000000000001,0.21443999999999999,0.21790000000000001,0.22128,0.22456999999999999,0.22777,0.23086999999999999,0.23388,0.23679,0.23960999999999999,0.24232999999999999,0.24496000000000001,0.24748999999999999,0.24993000000000001,0.25228,0.25453999999999999,0.25670999999999999,0.25879999999999997,0.26079999999999998,0.26271,0.26455000000000001,0.26629999999999998,0.26798,0.26959]
[null,null,"Guatemala",{"$f":"ROUND(HistVREShare!$BF60,5)","v":2.2009999999999998E-2},{"$f":"INDEX(y_NP,MATCH(D207,y_NP,1)+(E$153-D$153))","v":2.2200000000000001E-2},2.341E-2,2.4680000000000001E-2,2.6020000000000001E-2,2.741E-2,2.8879999999999999E-2,3.041E-2,3.202E-2,3.3700000000000001E-2,3.5450000000000002E-2,3.7289999999999997E-2,3.9199999999999999E-2,4.1200000000000001E-2,4.3290000000000002E-2,4.546E-2,4.7719999999999999E-2,5.0070000000000003E-2,5.2510000000000001E-2,5.5039999999999999E-2,5.7669999999999999E-2,6.0389999999999999E-2,6.3210000000000002E-2,6.6119999999999998E-2,6.9129999999999997E-2,7.2230000000000003E-2,7.5429999999999997E-2,7.8719999999999998E-2,8.2100000000000006E-2,8.5559999999999997E-2,8.9120000000000005E-2,9.2759999999999995E-2,9.6479999999999996E-2,0.10027,0.10414,0.10808]
[null,null,"Haiti",{"$f":"ROUND(HistVREShare!$BF61,5)","v":0},{"$f":"INDEX(y_NP,MATCH(D208,y_NP,1)+(E$153-D$153))","v":1.0000000000000001E-5},2.0000000000000002E-5,3.0000000000000001E-5,4.0000000000000003E-5,5.0000000000000002E-5,6.0000000000000002E-5,6.9999999999999994E-5,8.0000000000000007E-5,9.0000000000000006E-5,1E-4,1.1E-4,1.2E-4,1.2999999999999999E-4,1.3999999999999999E-4,1.4999999999999999E-4,1.6000000000000001E-4,1.7000000000000001E-4,1.8000000000000001E-4,1.9000000000000001E-4,2.0000000000000001E-4,2.2000000000000001E-4,2.3000000000000001E-4,2.4000000000000001E-4,2.5999999999999998E-4,2.7E-4,2.9E-4,2.9999999999999997E-4,3.2000000000000003E-4,3.4000000000000002E-4,3.6000000000000002E-4,3.8000000000000002E-4,4.0999999999999999E-4,4.2999999999999999E-4,4.6000000000000001E-4,4.8000000000000001E-4]
[null,null,"Honduras",{"$f":"ROUND(HistVREShare!$BF62,5)","v":0.12069000000000001},{"$f":"INDEX(y_NP,MATCH(D209,y_NP,1)+(E$153-D$153))","v":0.12441000000000001},0.12861,0.13285,0.13711000000000001,0.1414,0.14568999999999999,0.15,0.15431,0.15859999999999999,0.16289000000000001,0.16714999999999999,0.17138999999999999,0.17559,0.17974999999999999,0.18386,0.18792,0.19192000000000001,0.19586000000000001,0.19972999999999999,0.20352000000000001,0.20724000000000001,0.21088000000000001,0.21443999999999999,0.21790000000000001,0.22128,0.22456999999999999,0.22777,0.23086999999999999,0.23388,0.23679,0.23960999999999999,0.24232999999999999,0.24496000000000001,0.24748999999999999,0.24993000000000001]
[null,null,"Hong Kong (China)",{"$f":"ROUND(HistVREShare!$BF63,5)","v":8.0000000000000007E-5},{"$f":"INDEX(y_NP,MATCH(D210,y_NP,1)+(E$153-D$153))","v":9.0000000000000006E-5},1E-4,1.1E-4,1.2E-4,1.2999999999999999E-4,1.3999999999999999E-4,1.4999999999999999E-4,1.6000000000000001E-4,1.7000000000000001E-4,1.8000000000000001E-4,1.9000000000000001E-4,2.0000000000000001E-4,2.2000000000000001E-4,2.3000000000000001E-4,2.4000000000000001E-4,2.5999999999999998E-4,2.7E-4,2.9E-4,2.9999999999999997E-4,3.2000000000000003E-4,3.4000000000000002E-4,3.6000000000000002E-4,3.8000000000000002E-4,4.0999999999999999E-4,4.2999999999999999E-4,4.6000000000000001E-4,4.8000000000000001E-4,5.1000000000000004E-4,5.4000000000000001E-4,5.6999999999999998E-4,6.0999999999999997E-4,6.4000000000000005E-4,6.8000000000000005E-4,7.2000000000000005E-4,7.6000000000000004E-4]
[null,null,"Hungary",{"$f":"ROUND(HistVREShare!$BF64,5)","v":2.6890000000000001E-2},{"$f":"INDEX(y_NP,MATCH(D211,y_NP,1)+(E$153-D$153))","v":2.741E-2},2.8879999999999999E-2,3.041E-2,3.202E-2,3.3700000000000001E-2,3.5450000000000002E-2,3.7289999999999997E-2,3.9199999999999999E-2,4.1200000000000001E-2,4.3290000000000002E-2,4.546E-2,4.7719999999999999E-2,5.0070000000000003E-2,5.2510000000000001E-2,5.5039999999999999E-2,5.7669999999999999E-2,6.0389999999999999E-2,6.3210000000000002E-2,6.6119999999999998E-2,6.9129999999999997E-2,7.2230000000000003E-2,7.5429999999999997E-2,7.8719999999999998E-2,8.2100000000000006E-2,8.5559999999999997E-2,8.9120000000000005E-2,9.2759999999999995E-2,9.6479999999999996E-2,0.10027,0.10414,0.10808,0.11208,0.11613999999999999,0.12025,0.12441000000000001]
[null,null,"Iceland",{"$f":"ROUND(HistVREShare!$BF65,5)","v":5.9000000000000003E-4},{"$f":"INDEX(y_NP,MATCH(D212,y_NP,1)+(E$153-D$153))","v":6.0999999999999997E-4},6.4000000000000005E-4,6.8000000000000005E-4,7.2000000000000005E-4,7.6000000000000004E-4,8.0999999999999996E-4,8.5999999999999998E-4,9.1E-4,9.6000000000000002E-4,1.0200000000000001E-3,1.08E-3,1.14E-3,1.2099999999999999E-3,1.2800000000000001E-3,1.3500000000000001E-3,1.4300000000000001E-3,1.5200000000000001E-3,1.6000000000000001E-3,1.6999999999999999E-3,1.8E-3,1.9E-3,2.0200000000000001E-3,2.1299999999999999E-3,2.2599999999999999E-3,2.3900000000000002E-3,2.5300000000000001E-3,2.6800000000000001E-3,2.8400000000000001E-3,3.0000000000000001E-3,3.1800000000000001E-3,3.3700000000000002E-3,3.5599999999999998E-3,3.7699999999999999E-3,3.9899999999999996E-3,4.2199999999999998E-3]
[null,null,"India",{"$f":"ROUND(HistVREShare!$BF66,5)","v":3.798E-2},{"$f":"INDEX(y_NP,MATCH(D213,y_NP,1)+(E$153-D$153))","v":3.9199999999999999E-2},4.1200000000000001E-2,4.3290000000000002E-2,4.546E-2,4.7719999999999999E-2,5.0070000000000003E-2,5.2510000000000001E-2,5.5039999999999999E-2,5.7669999999999999E-2,6.0389999999999999E-2,6.3210000000000002E-2,6.6119999999999998E-2,6.9129999999999997E-2,7.2230000000000003E-2,7.5429999999999997E-2,7.8719999999999998E-2,8.2100000000000006E-2,8.5559999999999997E-2,8.9120000000000005E-2,9.2759999999999995E-2,9.6479999999999996E-2,0.10027,0.10414,0.10808,0.11208,0.11613999999999999,0.12025,0.12441000000000001,0.12861,0.13285,0.13711000000000001,0.1414,0.14568999999999999,0.15,0.15431]
[null,null,"Indonesia",{"$f":"ROUND(HistVREShare!$BF67,5)","v":4.0000000000000003E-5},{"$f":"INDEX(y_NP,MATCH(D214,y_NP,1)+(E$153-D$153))","v":5.0000000000000002E-5},6.0000000000000002E-5,6.9999999999999994E-5,8.0000000000000007E-5,9.0000000000000006E-5,1E-4,1.1E-4,1.2E-4,1.2999999999999999E-4,1.3999999999999999E-4,1.4999999999999999E-4,1.6000000000000001E-4,1.7000000000000001E-4,1.8000000000000001E-4,1.9000000000000001E-4,2.0000000000000001E-4,2.2000000000000001E-4,2.3000000000000001E-4,2.4000000000000001E-4,2.5999999999999998E-4,2.7E-4,2.9E-4,2.9999999999999997E-4,3.2000000000000003E-4,3.4000000000000002E-4,3.6000000000000002E-4,3.8000000000000002E-4,4.0999999999999999E-4,4.2999999999999999E-4,4.6000000000000001E-4,4.8000000000000001E-4,5.1000000000000004E-4,5.4000000000000001E-4,5.6999999999999998E-4,6.0999999999999997E-4]
[null,null,"Iran",{"$f":"ROUND(HistVREShare!$BF68,5)","v":7.9000000000000001E-4},{"$f":"INDEX(y_NP,MATCH(D215,y_NP,1)+(E$153-D$153))","v":8.0999999999999996E-4},8.5999999999999998E-4,9.1E-4,9.6000000000000002E-4,1.0200000000000001E-3,1.08E-3,1.14E-3,1.2099999999999999E-3,1.2800000000000001E-3,1.3500000000000001E-3,1.4300000000000001E-3,1.5200000000000001E-3,1.6000000000000001E-3,1.6999999999999999E-3,1.8E-3,1.9E-3,2.0200000000000001E-3,2.1299999999999999E-3,2.2599999999999999E-3,2.3900000000000002E-3,2.5300000000000001E-3,2.6800000000000001E-3,2.8400000000000001E-3,3.0000000000000001E-3,3.1800000000000001E-3,3.3700000000000002E-3,3.5599999999999998E-3,3.7699999999999999E-3,3.9899999999999996E-3,4.2199999999999998E-3,4.47E-3,4.7299999999999998E-3,5.0000000000000001E-3,5.2900000000000004E-3,5.5999999999999999E-3]
[null,null,"Iraq",{"$f":"ROUND(HistVREShare!$BF69,5)","v":0},{"$f":"INDEX(y_NP,MATCH(D216,y_NP,1)+(E$153-D$153))","v":1.0000000000000001E-5},2.0000000000000002E-5,3.0000000000000001E-5,4.0000000000000003E-5,5.0000000000000002E-5,6.0000000000000002E-5,6.9999999999999994E-5,8.0000000000000007E-5,9.0000000000000006E-5,1E-4,1.1E-4,1.2E-4,1.2999999999999999E-4,1.3999999999999999E-4,1.4999999999999999E-4,1.6000000000000001E-4,1.7000000000000001E-4,1.8000000000000001E-4,1.9000000000000001E-4,2.0000000000000001E-4,2.2000000000000001E-4,2.3000000000000001E-4,2.4000000000000001E-4,2.5999999999999998E-4,2.7E-4,2.9E-4,2.9999999999999997E-4,3.2000000000000003E-4,3.4000000000000002E-4,3.6000000000000002E-4,3.8000000000000002E-4,4.0999999999999999E-4,4.2999999999999999E-4,4.6000000000000001E-4,4.8000000000000001E-4]
[null,null,"Ireland",{"$f":"ROUND(HistVREShare!$BF70,5)","v":0.23399},{"$f":"INDEX(y_NP,MATCH(D217,y_NP,1)+(E$153-D$153))","v":0.23679},0.23960999999999999,0.24232999999999999,0.24496000000000001,0.24748999999999999,0.24993000000000001,0.25228,0.25453999999999999,0.25670999999999999,0.25879999999999997,0.26079999999999998,0.26271,0.26455000000000001,0.26629999999999998,0.26798,0.26959,0.27112000000000003,0.27259,0.27398,0.27532000000000001,0.27659,0.27779999999999999,0.27894999999999998,0.28004000000000001,0.28109000000000001,0.28208,0.28301999999999999,0.28392000000000001,0.28477000000000002,0.28558,0.28634999999999999,0.28708,0.28777000000000003,0.28843000000000002,0.28904999999999997]
[null,null,"Israel",{"$f":"ROUND(HistVREShare!$BF71,5)","v":1.7469999999999999E-2},{"$f":"INDEX(y_NP,MATCH(D218,y_NP,1)+(E$153-D$153))","v":1.7919999999999998E-2},1.891E-2,1.9959999999999999E-2,2.1049999999999999E-2,2.2200000000000001E-2,2.341E-2,2.4680000000000001E-2,2.6020000000000001E-2,2.741E-2,2.8879999999999999E-2,3.041E-2,3.202E-2,3.3700000000000001E-2,3.5450000000000002E-2,3.7289999999999997E-2,3.9199999999999999E-2,4.1200000000000001E-2,4.3290000000000002E-2,4.546E-2,4.7719999999999999E-2,5.0070000000000003E-2,5.2510000000000001E-2,5.5039999999999999E-2,5.7669999999999999E-2,6.0389999999999999E-2,6.3210000000000002E-2,6.6119999999999998E-2,6.9129999999999997E-2,7.2230000000000003E-2,7.5429999999999997E-2,7.8719999999999998E-2,8.2100000000000006E-2,8.5559999999999997E-2,8.9120000000000005E-2,9.2759999999999995E-2]
[null,null,"Italy",{"$f":"ROUND(HistVREShare!$BF72,5)","v":0.13420000000000001},{"$f":"INDEX(y_NP,MATCH(D219,y_NP,1)+(E$153-D$153))","v":0.13711000000000001},0.1414,0.14568999999999999,0.15,0.15431,0.15859999999999999,0.16289000000000001,0.16714999999999999,0.17138999999999999,0.17559,0.17974999999999999,0.18386,0.18792,0.19192000000000001,0.19586000000000001,0.19972999999999999,0.20352000000000001,0.20724000000000001,0.21088000000000001,0.21443999999999999,0.21790000000000001,0.22128,0.22456999999999999,0.22777,0.23086999999999999,0.23388,0.23679,0.23960999999999999,0.24232999999999999,0.24496000000000001,0.24748999999999999,0.24993000000000001,0.25228,0.25453999999999999,0.25670999999999999]
[null,null,"Jamaica",{"$f":"ROUND(HistVREShare!$BF73,5)","v":3.0329999999999999E-2},{"$f":"INDEX(y_NP,MATCH(D220,y_NP,1)+(E$153-D$153))","v":3.041E-2},3.202E-2,3.3700000000000001E-2,3.5450000000000002E-2,3.7289999999999997E-2,3.9199999999999999E-2,4.1200000000000001E-2,4.3290000000000002E-2,4.546E-2,4.7719999999999999E-2,5.0070000000000003E-2,5.2510000000000001E-2,5.5039999999999999E-2,5.7669999999999999E-2,6.0389999999999999E-2,6.3210000000000002E-2,6.6119999999999998E-2,6.9129999999999997E-2,7.2230000000000003E-2,7.5429999999999997E-2,7.8719999999999998E-2,8.2100000000000006E-2,8.5559999999999997E-2,8.9120000000000005E-2,9.2759999999999995E-2,9.6479999999999996E-2,0.10027,0.10414,0.10808,0.11208,0.11613999999999999,0.12025,0.12441000000000001,0.12861,0.13285]
[null,null,"Japan",{"$f":"ROUND(HistVREShare!$BF74,5)","v":3.8730000000000001E-2},{"$f":"INDEX(y_NP,MATCH(D221,y_NP,1)+(E$153-D$153))","v":3.9199999999999999E-2},4.1200000000000001E-2,4.3290000000000002E-2,4.546E-2,4.7719999999999999E-2,5.0070000000000003E-2,5.2510000000000001E-2,5.5039999999999999E-2,5.7669999999999999E-2,6.0389999999999999E-2,6.3210000000000002E-2,6.6119999999999998E-2,6.9129999999999997E-2,7.2230000000000003E-2,7.5429999999999997E-2,7.8719999999999998E-2,8.2100000000000006E-2,8.5559999999999997E-2,8.9120000000000005E-2,9.2759999999999995E-2,9.6479999999999996E-2,0.10027,0.10414,0.10808,0.11208,0.11613999999999999,0.12025,0.12441000000000001,0.12861,0.13285,0.13711000000000001,0.1414,0.14568999999999999,0.15,0.15431]
[null,null,"Jordan",{"$f":"ROUND(HistVREShare!$BF75,5)","v":6.5700000000000003E-3},{"$f":"INDEX(y_NP,MATCH(D222,y_NP,1)+(E$153-D$153))","v":6.6299999999999996E-3},7.0099999999999997E-3,7.4200000000000004E-3,7.8399999999999997E-3,8.2900000000000005E-3,8.77E-3,9.2700000000000005E-3,9.7999999999999997E-3,1.0359999999999999E-2,1.095E-2,1.157E-2,1.223E-2,1.2919999999999999E-2,1.3650000000000001E-2,1.4420000000000001E-2,1.523E-2,1.6080000000000001E-2,1.6979999999999999E-2,1.7919999999999998E-2,1.891E-2,1.9959999999999999E-2,2.1049999999999999E-2,2.2200000000000001E-2,2.341E-2,2.4680000000000001E-2,2.6020000000000001E-2,2.741E-2,2.8879999999999999E-2,3.041E-2,3.202E-2,3.3700000000000001E-2,3.5450000000000002E-2,3.7289999999999997E-2,3.9199999999999999E-2,4.1200000000000001E-2]
[null,null,"Kazakhstan",{"$f":"ROUND(HistVREShare!$BF76,5)","v":1.6800000000000001E-3},{"$f":"INDEX(y_NP,MATCH(D223,y_NP,1)+(E$153-D$153))","v":1.6999999999999999E-3},1.8E-3,1.9E-3,2.0200000000000001E-3,2.1299999999999999E-3,2.2599999999999999E-3,2.3900000000000002E-3,2.5300000000000001E-3,2.6800000000000001E-3,2.8400000000000001E-3,3.0000000000000001E-3,3.1800000000000001E-3,3.3700000000000002E-3,3.5599999999999998E-3,3.7699999999999999E-3,3.9899999999999996E-3,4.2199999999999998E-3,4.47E-3,4.7299999999999998E-3,5.0000000000000001E-3,5.2900000000000004E-3,5.5999999999999999E-3,5.9199999999999999E-3,6.2700000000000004E-3,6.6299999999999996E-3,7.0099999999999997E-3,7.4200000000000004E-3,7.8399999999999997E-3,8.2900000000000005E-3,8.77E-3,9.2700000000000005E-3,9.7999999999999997E-3,1.0359999999999999E-2,1.095E-2,1.157E-2]
[null,null,"Kenya",{"$f":"ROUND(HistVREShare!$BF77,5)","v":6.0099999999999997E-3},{"$f":"INDEX(y_NP,MATCH(D224,y_NP,1)+(E$153-D$153))","v":6.2700000000000004E-3},6.6299999999999996E-3,7.0099999999999997E-3,7.4200000000000004E-3,7.8399999999999997E-3,8.2900000000000005E-3,8.77E-3,9.2700000000000005E-3,9.7999999999999997E-3,1.0359999999999999E-2,1.095E-2,1.157E-2,1.223E-2,1.2919999999999999E-2,1.3650000000000001E-2,1.4420000000000001E-2,1.523E-2,1.6080000000000001E-2,1.6979999999999999E-2,1.7919999999999998E-2,1.891E-2,1.9959999999999999E-2,2.1049999999999999E-2,2.2200000000000001E-2,2.341E-2,2.4680000000000001E-2,2.6020000000000001E-2,2.741E-2,2.8879999999999999E-2,3.041E-2,3.202E-2,3.3700000000000001E-2,3.5450000000000002E-2,3.7289999999999997E-2,3.9199999999999999E-2]
[null,null,"Korea, Rep.",{"$f":"ROUND(HistVREShare!$BF78,5)","v":9.6799999999999994E-3},{"$f":"INDEX(y_NP,MATCH(D225,y_NP,1)+(E$153-D$153))","v":9.7999999999999997E-3},1.0359999999999999E-2,1.095E-2,1.157E-2,1.223E-2,1.2919999999999999E-2,1.3650000000000001E-2,1.4420000000000001E-2,1.523E-2,1.6080000000000001E-2,1.6979999999999999E-2,1.7919999999999998E-2,1.891E-2,1.9959999999999999E-2,2.1049999999999999E-2,2.2200000000000001E-2,2.341E-2,2.4680000000000001E-2,2.6020000000000001E-2,2.741E-2,2.8879999999999999E-2,3.041E-2,3.202E-2,3.3700000000000001E-2,3.5450000000000002E-2,3.7289999999999997E-2,3.9199999999999999E-2,4.1200000000000001E-2,4.3290000000000002E-2,4.546E-2,4.7719999999999999E-2,5.0070000000000003E-2,5.2510000000000001E-2,5.5039999999999999E-2,5.7669999999999999E-2]
[null,null,"Kosovo",{"$f":"ROUND(HistVREShare!$BF79,5)","v":0},{"$f":"INDEX(y_NP,MATCH(D226,y_NP,1)+(E$153-D$153))","v":1.0000000000000001E-5},2.0000000000000002E-5,3.0000000000000001E-5,4.0000000000000003E-5,5.0000000000000002E-5,6.0000000000000002E-5,6.9999999999999994E-5,8.0000000000000007E-5,9.0000000000000006E-5,1E-4,1.1E-4,1.2E-4,1.2999999999999999E-4,1.3999999999999999E-4,1.4999999999999999E-4,1.6000000000000001E-4,1.7000000000000001E-4,1.8000000000000001E-4,1.9000000000000001E-4,2.0000000000000001E-4,2.2000000000000001E-4,2.3000000000000001E-4,2.4000000000000001E-4,2.5999999999999998E-4,2.7E-4,2.9E-4,2.9999999999999997E-4,3.2000000000000003E-4,3.4000000000000002E-4,3.6000000000000002E-4,3.8000000000000002E-4,4.0999999999999999E-4,4.2999999999999999E-4,4.6000000000000001E-4,4.8000000000000001E-4]
[null,null,"Kuwait",{"$f":"ROUND(HistVREShare!$BF80,5)","v":0},{"$f":"INDEX(y_NP,MATCH(D227,y_NP,1)+(E$153-D$153))","v":1.0000000000000001E-5},2.0000000000000002E-5,3.0000000000000001E-5,4.0000000000000003E-5,5.0000000000000002E-5,6.0000000000000002E-5,6.9999999999999994E-5,8.0000000000000007E-5,9.0000000000000006E-5,1E-4,1.1E-4,1.2E-4,1.2999999999999999E-4,1.3999999999999999E-4,1.4999999999999999E-4,1.6000000000000001E-4,1.7000000000000001E-4,1.8000000000000001E-4,1.9000000000000001E-4,2.0000000000000001E-4,2.2000000000000001E-4,2.3000000000000001E-4,2.4000000000000001E-4,2.5999999999999998E-4,2.7E-4,2.9E-4,2.9999999999999997E-4,3.2000000000000003E-4,3.4000000000000002E-4,3.6000000000000002E-4,3.8000000000000002E-4,4.0999999999999999E-4,4.2999999999999999E-4,4.6000000000000001E-4,4.8000000000000001E-4]
[null,null,"Kyrgyzstan",{"$f":"ROUND(HistVREShare!$BF81,5)","v":0},{"$f":"INDEX(y_NP,MATCH(D228,y_NP,1)+(E$153-D$153))","v":1.0000000000000001E-5},2.0000000000000002E-5,3.0000000000000001E-5,4.0000000000000003E-5,5.0000000000000002E-5,6.0000000000000002E-5,6.9999999999999994E-5,8.0000000000000007E-5,9.0000000000000006E-5,1E-4,1.1E-4,1.2E-4,1.2999999999999999E-4,1.3999999999999999E-4,1.4999999999999999E-4,1.6000000000000001E-4,1.7000000000000001E-4,1.8000000000000001E-4,1.9000000000000001E-4,2.0000000000000001E-4,2.2000000000000001E-4,2.3000000000000001E-4,2.4000000000000001E-4,2.5999999999999998E-4,2.7E-4,2.9E-4,2.9999999999999997E-4,3.2000000000000003E-4,3.4000000000000002E-4,3.6000000000000002E-4,3.8000000000000002E-4,4.0999999999999999E-4,4.2999999999999999E-4,4.6000000000000001E-4,4.8000000000000001E-4]
[null,null,"Latvia",{"$f":"ROUND(HistVREShare!$BF82,5)","v":2.657E-2},{"$f":"INDEX(y_NP,MATCH(D229,y_NP,1)+(E$153-D$153))","v":2.741E-2},2.8879999999999999E-2,3.041E-2,3.202E-2,3.3700000000000001E-2,3.5450000000000002E-2,3.7289999999999997E-2,3.9199999999999999E-2,4.1200000000000001E-2,4.3290000000000002E-2,4.546E-2,4.7719999999999999E-2,5.0070000000000003E-2,5.2510000000000001E-2,5.5039999999999999E-2,5.7669999999999999E-2,6.0389999999999999E-2,6.3210000000000002E-2,6.6119999999999998E-2,6.9129999999999997E-2,7.2230000000000003E-2,7.5429999999999997E-2,7.8719999999999998E-2,8.2100000000000006E-2,8.5559999999999997E-2,8.9120000000000005E-2,9.2759999999999995E-2,9.6479999999999996E-2,0.10027,0.10414,0.10808,0.11208,0.11613999999999999,0.12025,0.12441000000000001]
[null,null,"Lebanon",{"$f":"ROUND(HistVREShare!$BF83,5)","v":0},{"$f":"INDEX(y_NP,MATCH(D230,y_NP,1)+(E$153-D$153))","v":1.0000000000000001E-5},2.0000000000000002E-5,3.0000000000000001E-5,4.0000000000000003E-5,5.0000000000000002E-5,6.0000000000000002E-5,6.9999999999999994E-5,8.0000000000000007E-5,9.0000000000000006E-5,1E-4,1.1E-4,1.2E-4,1.2999999999999999E-4,1.3999999999999999E-4,1.4999999999999999E-4,1.6000000000000001E-4,1.7000000000000001E-4,1.8000000000000001E-4,1.9000000000000001E-4,2.0000000000000001E-4,2.2000000000000001E-4,2.3000000000000001E-4,2.4000000000000001E-4,2.5999999999999998E-4,2.7E-4,2.9E-4,2.9999999999999997E-4,3.2000000000000003E-4,3.4000000000000002E-4,3.6000000000000002E-4,3.8000000000000002E-4,4.0999999999999999E-4,4.2999999999999999E-4,4.6000000000000001E-4,4.8000000000000001E-4]
[null,null,"Libya",{"$f":"ROUND(HistVREShare!$BF84,5)","v":2.1000000000000001E-4},{"$f":"INDEX(y_NP,MATCH(D231,y_NP,1)+(E$153-D$153))","v":2.2000000000000001E-4},2.3000000000000001E-4,2.4000000000000001E-4,2.5999999999999998E-4,2.7E-4,2.9E-4,2.9999999999999997E-4,3.2000000000000003E-4,3.4000000000000002E-4,3.6000000000000002E-4,3.8000000000000002E-4,4.0999999999999999E-4,4.2999999999999999E-4,4.6000000000000001E-4,4.8000000000000001E-4,5.1000000000000004E-4,5.4000000000000001E-4,5.6999999999999998E-4,6.0999999999999997E-4,6.4000000000000005E-4,6.8000000000000005E-4,7.2000000000000005E-4,7.6000000000000004E-4,8.0999999999999996E-4,8.5999999999999998E-4,9.1E-4,9.6000000000000002E-4,1.0200000000000001E-3,1.08E-3,1.14E-3,1.2099999999999999E-3,1.2800000000000001E-3,1.3500000000000001E-3,1.4300000000000001E-3,1.5200000000000001E-3]
[null,null,"Lithuania",{"$f":"ROUND(HistVREShare!$BF85,5)","v":0.20737},{"$f":"INDEX(y_NP,MATCH(D232,y_NP,1)+(E$153-D$153))","v":0.21088000000000001},0.21443999999999999,0.21790000000000001,0.22128,0.22456999999999999,0.22777,0.23086999999999999,0.23388,0.23679,0.23960999999999999,0.24232999999999999,0.24496000000000001,0.24748999999999999,0.24993000000000001,0.25228,0.25453999999999999,0.25670999999999999,0.25879999999999997,0.26079999999999998,0.26271,0.26455000000000001,0.26629999999999998,0.26798,0.26959,0.27112000000000003,0.27259,0.27398,0.27532000000000001,0.27659,0.27779999999999999,0.27894999999999998,0.28004000000000001,0.28109000000000001,0.28208,0.28301999999999999]
[null,null,"Luxembourg",{"$f":"ROUND(HistVREShare!$BF86,5)","v":0.15431},{"$f":"INDEX(y_NP,MATCH(D233,y_NP,1)+(E$153-D$153))","v":0.15859999999999999},0.16289000000000001,0.16714999999999999,0.17138999999999999,0.17559,0.17974999999999999,0.18386,0.18792,0.19192000000000001,0.19586000000000001,0.19972999999999999,0.20352000000000001,0.20724000000000001,0.21088000000000001,0.21443999999999999,0.21790000000000001,0.22128,0.22456999999999999,0.22777,0.23086999999999999,0.23388,0.23679,0.23960999999999999,0.24232999999999999,0.24496000000000001,0.24748999999999999,0.24993000000000001,0.25228,0.25453999999999999,0.25670999999999999,0.25879999999999997,0.26079999999999998,0.26271,0.26455000000000001,0.26629999999999998]
[null,null,"Malaysia",{"$f":"ROUND(HistVREShare!$BF87,5)","v":1.82E-3},{"$f":"INDEX(y_NP,MATCH(D234,y_NP,1)+(E$153-D$153))","v":1.9E-3},2.0200000000000001E-3,2.1299999999999999E-3,2.2599999999999999E-3,2.3900000000000002E-3,2.5300000000000001E-3,2.6800000000000001E-3,2.8400000000000001E-3,3.0000000000000001E-3,3.1800000000000001E-3,3.3700000000000002E-3,3.5599999999999998E-3,3.7699999999999999E-3,3.9899999999999996E-3,4.2199999999999998E-3,4.47E-3,4.7299999999999998E-3,5.0000000000000001E-3,5.2900000000000004E-3,5.5999999999999999E-3,5.9199999999999999E-3,6.2700000000000004E-3,6.6299999999999996E-3,7.0099999999999997E-3,7.4200000000000004E-3,7.8399999999999997E-3,8.2900000000000005E-3,8.77E-3,9.2700000000000005E-3,9.7999999999999997E-3,1.0359999999999999E-2,1.095E-2,1.157E-2,1.223E-2,1.2919999999999999E-2]
[null,null,"Malta",{"$f":"ROUND(HistVREShare!$BF88,5)","v":7.1370000000000003E-2},{"$f":"INDEX(y_NP,MATCH(D235,y_NP,1)+(E$153-D$153))","v":7.2230000000000003E-2},7.5429999999999997E-2,7.8719999999999998E-2,8.2100000000000006E-2,8.5559999999999997E-2,8.9120000000000005E-2,9.2759999999999995E-2,9.6479999999999996E-2,0.10027,0.10414,0.10808,0.11208,0.11613999999999999,0.12025,0.12441000000000001,0.12861,0.13285,0.13711000000000001,0.1414,0.14568999999999999,0.15,0.15431,0.15859999999999999,0.16289000000000001,0.16714999999999999,0.17138999999999999,0.17559,0.17974999999999999,0.18386,0.18792,0.19192000000000001,0.19586000000000001,0.19972999999999999,0.20352000000000001,0.20724000000000001]
[null,null,"Mauritius",{"$f":"ROUND(HistVREShare!$BF89,5)","v":9.6799999999999994E-3},{"$f":"INDEX(y_NP,MATCH(D236,y_NP,1)+(E$153-D$153))","v":9.7999999999999997E-3},1.0359999999999999E-2,1.095E-2,1.157E-2,1.223E-2,1.2919999999999999E-2,1.3650000000000001E-2,1.4420000000000001E-2,1.523E-2,1.6080000000000001E-2,1.6979999999999999E-2,1.7919999999999998E-2,1.891E-2,1.9959999999999999E-2,2.1049999999999999E-2,2.2200000000000001E-2,2.341E-2,2.4680000000000001E-2,2.6020000000000001E-2,2.741E-2,2.8879999999999999E-2,3.041E-2,3.202E-2,3.3700000000000001E-2,3.5450000000000002E-2,3.7289999999999997E-2,3.9199999999999999E-2,4.1200000000000001E-2,4.3290000000000002E-2,4.546E-2,4.7719999999999999E-2,5.0070000000000003E-2,5.2510000000000001E-2,5.5039999999999999E-2,5.7669999999999999E-2]
[null,null,"Mexico",{"$f":"ROUND(HistVREShare!$BF90,5)","v":2.894E-2},{"$f":"INDEX(y_NP,MATCH(D237,y_NP,1)+(E$153-D$153))","v":3.041E-2},3.202E-2,3.3700000000000001E-2,3.5450000000000002E-2,3.7289999999999997E-2,3.9199999999999999E-2,4.1200000000000001E-2,4.3290000000000002E-2,4.546E-2,4.7719999999999999E-2,5.0070000000000003E-2,5.2510000000000001E-2,5.5039999999999999E-2,5.7669999999999999E-2,6.0389999999999999E-2,6.3210000000000002E-2,6.6119999999999998E-2,6.9129999999999997E-2,7.2230000000000003E-2,7.5429999999999997E-2,7.8719999999999998E-2,8.2100000000000006E-2,8.5559999999999997E-2,8.9120000000000005E-2,9.2759999999999995E-2,9.6479999999999996E-2,0.10027,0.10414,0.10808,0.11208,0.11613999999999999,0.12025,0.12441000000000001,0.12861,0.13285]
[null,null,"Moldova",{"$f":"ROUND(HistVREShare!$BF91,5)","v":6.6E-4},{"$f":"INDEX(y_NP,MATCH(D238,y_NP,1)+(E$153-D$153))","v":6.8000000000000005E-4},7.2000000000000005E-4,7.6000000000000004E-4,8.0999999999999996E-4,8.5999999999999998E-4,9.1E-4,9.6000000000000002E-4,1.0200000000000001E-3,1.08E-3,1.14E-3,1.2099999999999999E-3,1.2800000000000001E-3,1.3500000000000001E-3,1.4300000000000001E-3,1.5200000000000001E-3,1.6000000000000001E-3,1.6999999999999999E-3,1.8E-3,1.9E-3,2.0200000000000001E-3,2.1299999999999999E-3,2.2599999999999999E-3,2.3900000000000002E-3,2.5300000000000001E-3,2.6800000000000001E-3,2.8400000000000001E-3,3.0000000000000001E-3,3.1800000000000001E-3,3.3700000000000002E-3,3.5599999999999998E-3,3.7699999999999999E-3,3.9899999999999996E-3,4.2199999999999998E-3,4.47E-3,4.7299999999999998E-3]
[null,null,"Mongolia",{"$f":"ROUND(HistVREShare!$BF92,5)","v":2.92E-2},{"$f":"INDEX(y_NP,MATCH(D239,y_NP,1)+(E$153-D$153))","v":3.041E-2},3.202E-2,3.3700000000000001E-2,3.5450000000000002E-2,3.7289999999999997E-2,3.9199999999999999E-2,4.1200000000000001E-2,4.3290000000000002E-2,4.546E-2,4.7719999999999999E-2,5.0070000000000003E-2,5.2510000000000001E-2,5.5039999999999999E-2,5.7669999999999999E-2,6.0389999999999999E-2,6.3210000000000002E-2,6.6119999999999998E-2,6.9129999999999997E-2,7.2230000000000003E-2,7.5429999999999997E-2,7.8719999999999998E-2,8.2100000000000006E-2,8.5559999999999997E-2,8.9120000000000005E-2,9.2759999999999995E-2,9.6479999999999996E-2,0.10027,0.10414,0.10808,0.11208,0.11613999999999999,0.12025,0.12441000000000001,0.12861,0.13285]
[null,null,"Montenegro",{"$f":"ROUND(HistVREShare!$BF93,5)","v":0},{"$f":"INDEX(y_NP,MATCH(D240,y_NP,1)+(E$153-D$153))","v":1.0000000000000001E-5},2.0000000000000002E-5,3.0000000000000001E-5,4.0000000000000003E-5,5.0000000000000002E-5,6.0000000000000002E-5,6.9999999999999994E-5,8.0000000000000007E-5,9.0000000000000006E-5,1E-4,1.1E-4,1.2E-4,1.2999999999999999E-4,1.3999999999999999E-4,1.4999999999999999E-4,1.6000000000000001E-4,1.7000000000000001E-4,1.8000000000000001E-4,1.9000000000000001E-4,2.0000000000000001E-4,2.2000000000000001E-4,2.3000000000000001E-4,2.4000000000000001E-4,2.5999999999999998E-4,2.7E-4,2.9E-4,2.9999999999999997E-4,3.2000000000000003E-4,3.4000000000000002E-4,3.6000000000000002E-4,3.8000000000000002E-4,4.0999999999999999E-4,4.2999999999999999E-4,4.6000000000000001E-4,4.8000000000000001E-4]
[null,null,"Morocco",{"$f":"ROUND(HistVREShare!$BF94,5)","v":8.1900000000000001E-2},{"$f":"INDEX(y_NP,MATCH(D241,y_NP,1)+(E$153-D$153))","v":8.2100000000000006E-2},8.5559999999999997E-2,8.9120000000000005E-2,9.2759999999999995E-2,9.6479999999999996E-2,0.10027,0.10414,0.10808,0.11208,0.11613999999999999,0.12025,0.12441000000000001,0.12861,0.13285,0.13711000000000001,0.1414,0.14568999999999999,0.15,0.15431,0.15859999999999999,0.16289000000000001,0.16714999999999999,0.17138999999999999,0.17559,0.17974999999999999,0.18386,0.18792,0.19192000000000001,0.19586000000000001,0.19972999999999999,0.20352000000000001,0.20724000000000001,0.21088000000000001,0.21443999999999999,0.21790000000000001]
[null,null,"Mozambique",{"$f":"ROUND(HistVREShare!$BF95,5)","v":0},{"$f":"INDEX(y_NP,MATCH(D242,y_NP,1)+(E$153-D$153))","v":1.0000000000000001E-5},2.0000000000000002E-5,3.0000000000000001E-5,4.0000000000000003E-5,5.0000000000000002E-5,6.0000000000000002E-5,6.9999999999999994E-5,8.0000000000000007E-5,9.0000000000000006E-5,1E-4,1.1E-4,1.2E-4,1.2999999999999999E-4,1.3999999999999999E-4,1.4999999999999999E-4,1.6000000000000001E-4,1.7000000000000001E-4,1.8000000000000001E-4,1.9000000000000001E-4,2.0000000000000001E-4,2.2000000000000001E-4,2.3000000000000001E-4,2.4000000000000001E-4,2.5999999999999998E-4,2.7E-4,2.9E-4,2.9999999999999997E-4,3.2000000000000003E-4,3.4000000000000002E-4,3.6000000000000002E-4,3.8000000000000002E-4,4.0999999999999999E-4,4.2999999999999999E-4,4.6000000000000001E-4,4.8000000000000001E-4]
[null,null,"Myanmar",{"$f":"ROUND(HistVREShare!$BF96,5)","v":0},{"$f":"INDEX(y_NP,MATCH(D243,y_NP,1)+(E$153-D$153))","v":1.0000000000000001E-5},2.0000000000000002E-5,3.0000000000000001E-5,4.0000000000000003E-5,5.0000000000000002E-5,6.0000000000000002E-5,6.9999999999999994E-5,8.0000000000000007E-5,9.0000000000000006E-5,1E-4,1.1E-4,1.2E-4,1.2999999999999999E-4,1.3999999999999999E-4,1.4999999999999999E-4,1.6000000000000001E-4,1.7000000000000001E-4,1.8000000000000001E-4,1.9000000000000001E-4,2.0000000000000001E-4,2.2000000000000001E-4,2.3000000000000001E-4,2.4000000000000001E-4,2.5999999999999998E-4,2.7E-4,2.9E-4,2.9999999999999997E-4,3.2000000000000003E-4,3.4000000000000002E-4,3.6000000000000002E-4,3.8000000000000002E-4,4.0999999999999999E-4,4.2999999999999999E-4,4.6000000000000001E-4,4.8000000000000001E-4]
[null,null,"Namibia",{"$f":"ROUND(HistVREShare!$BF97,5)","v":0},{"$f":"INDEX(y_NP,MATCH(D244,y_NP,1)+(E$153-D$153))","v":1.0000000000000001E-5},2.0000000000000002E-5,3.0000000000000001E-5,4.0000000000000003E-5,5.0000000000000002E-5,6.0000000000000002E-5,6.9999999999999994E-5,8.0000000000000007E-5,9.0000000000000006E-5,1E-4,1.1E-4,1.2E-4,1.2999999999999999E-4,1.3999999999999999E-4,1.4999999999999999E-4,1.6000000000000001E-4,1.7000000000000001E-4,1.8000000000000001E-4,1.9000000000000001E-4,2.0000000000000001E-4,2.2000000000000001E-4,2.3000000000000001E-4,2.4000000000000001E-4,2.5999999999999998E-4,2.7E-4,2.9E-4,2.9999999999999997E-4,3.2000000000000003E-4,3.4000000000000002E-4,3.6000000000000002E-4,3.8000000000000002E-4,4.0999999999999999E-4,4.2999999999999999E-4,4.6000000000000001E-4,4.8000000000000001E-4]
[null,null,"Nepal",{"$f":"ROUND(HistVREShare!$BF98,5)","v":2.0200000000000001E-3},{"$f":"INDEX(y_NP,MATCH(D245,y_NP,1)+(E$153-D$153))","v":2.1299999999999999E-3},2.2599999999999999E-3,2.3900000000000002E-3,2.5300000000000001E-3,2.6800000000000001E-3,2.8400000000000001E-3,3.0000000000000001E-3,3.1800000000000001E-3,3.3700000000000002E-3,3.5599999999999998E-3,3.7699999999999999E-3,3.9899999999999996E-3,4.2199999999999998E-3,4.47E-3,4.7299999999999998E-3,5.0000000000000001E-3,5.2900000000000004E-3,5.5999999999999999E-3,5.9199999999999999E-3,6.2700000000000004E-3,6.6299999999999996E-3,7.0099999999999997E-3,7.4200000000000004E-3,7.8399999999999997E-3,8.2900000000000005E-3,8.77E-3,9.2700000000000005E-3,9.7999999999999997E-3,1.0359999999999999E-2,1.095E-2,1.157E-2,1.223E-2,1.2919999999999999E-2,1.3650000000000001E-2,1.4420000000000001E-2]
[null,null,"Netherlands",{"$f":"ROUND(HistVREShare!$BF99,5)","v":7.8789999999999999E-2},{"$f":"INDEX(y_NP,MATCH(D246,y_NP,1)+(E$153-D$153))","v":8.2100000000000006E-2},8.5559999999999997E-2,8.9120000000000005E-2,9.2759999999999995E-2,9.6479999999999996E-2,0.10027,0.10414,0.10808,0.11208,0.11613999999999999,0.12025,0.12441000000000001,0.12861,0.13285,0.13711000000000001,0.1414,0.14568999999999999,0.15,0.15431,0.15859999999999999,0.16289000000000001,0.16714999999999999,0.17138999999999999,0.17559,0.17974999999999999,0.18386,0.18792,0.19192000000000001,0.19586000000000001,0.19972999999999999,0.20352000000000001,0.20724000000000001,0.21088000000000001,0.21443999999999999,0.21790000000000001]
[null,null,"New Zealand",{"$f":"ROUND(HistVREShare!$BF100,5)","v":5.4269999999999999E-2},{"$f":"INDEX(y_NP,MATCH(D247,y_NP,1)+(E$153-D$153))","v":5.5039999999999999E-2},5.7669999999999999E-2,6.0389999999999999E-2,6.3210000000000002E-2,6.6119999999999998E-2,6.9129999999999997E-2,7.2230000000000003E-2,7.5429999999999997E-2,7.8719999999999998E-2,8.2100000000000006E-2,8.5559999999999997E-2,8.9120000000000005E-2,9.2759999999999995E-2,9.6479999999999996E-2,0.10027,0.10414,0.10808,0.11208,0.11613999999999999,0.12025,0.12441000000000001,0.12861,0.13285,0.13711000000000001,0.1414,0.14568999999999999,0.15,0.15431,0.15859999999999999,0.16289000000000001,0.16714999999999999,0.17138999999999999,0.17559,0.17974999999999999,0.18386]
[null,null,"Nicaragua",{"$f":"ROUND(HistVREShare!$BF101,5)","v":0.18895000000000001},{"$f":"INDEX(y_NP,MATCH(D248,y_NP,1)+(E$153-D$153))","v":0.19192000000000001},0.19586000000000001,0.19972999999999999,0.20352000000000001,0.20724000000000001,0.21088000000000001,0.21443999999999999,0.21790000000000001,0.22128,0.22456999999999999,0.22777,0.23086999999999999,0.23388,0.23679,0.23960999999999999,0.24232999999999999,0.24496000000000001,0.24748999999999999,0.24993000000000001,0.25228,0.25453999999999999,0.25670999999999999,0.25879999999999997,0.26079999999999998,0.26271,0.26455000000000001,0.26629999999999998,0.26798,0.26959,0.27112000000000003,0.27259,0.27398,0.27532000000000001,0.27659,0.27779999999999999]
[null,null,"Niger",{"$f":"ROUND(HistVREShare!$BF102,5)","v":7.5300000000000002E-3},{"$f":"INDEX(y_NP,MATCH(D249,y_NP,1)+(E$153-D$153))","v":7.8399999999999997E-3},8.2900000000000005E-3,8.77E-3,9.2700000000000005E-3,9.7999999999999997E-3,1.0359999999999999E-2,1.095E-2,1.157E-2,1.223E-2,1.2919999999999999E-2,1.3650000000000001E-2,1.4420000000000001E-2,1.523E-2,1.6080000000000001E-2,1.6979999999999999E-2,1.7919999999999998E-2,1.891E-2,1.9959999999999999E-2,2.1049999999999999E-2,2.2200000000000001E-2,2.341E-2,2.4680000000000001E-2,2.6020000000000001E-2,2.741E-2,2.8879999999999999E-2,3.041E-2,3.202E-2,3.3700000000000001E-2,3.5450000000000002E-2,3.7289999999999997E-2,3.9199999999999999E-2,4.1200000000000001E-2,4.3290000000000002E-2,4.546E-2,4.7719999999999999E-2]
[null,null,"Nigeria",{"$f":"ROUND(HistVREShare!$BF103,5)","v":0},{"$f":"INDEX(y_NP,MATCH(D250,y_NP,1)+(E$153-D$153))","v":1.0000000000000001E-5},2.0000000000000002E-5,3.0000000000000001E-5,4.0000000000000003E-5,5.0000000000000002E-5,6.0000000000000002E-5,6.9999999999999994E-5,8.0000000000000007E-5,9.0000000000000006E-5,1E-4,1.1E-4,1.2E-4,1.2999999999999999E-4,1.3999999999999999E-4,1.4999999999999999E-4,1.6000000000000001E-4,1.7000000000000001E-4,1.8000000000000001E-4,1.9000000000000001E-4,2.0000000000000001E-4,2.2000000000000001E-4,2.3000000000000001E-4,2.4000000000000001E-4,2.5999999999999998E-4,2.7E-4,2.9E-4,2.9999999999999997E-4,3.2000000000000003E-4,3.4000000000000002E-4,3.6000000000000002E-4,3.8000000000000002E-4,4.0999999999999999E-4,4.2999999999999999E-4,4.6000000000000001E-4,4.8000000000000001E-4]
[null,null,"Norway",{"$f":"ROUND(HistVREShare!$BF104,5)","v":1.754E-2},{"$f":"INDEX(y_NP,MATCH(D251,y_NP,1)+(E$153-D$153))","v":1.7919999999999998E-2},1.891E-2,1.9959999999999999E-2,2.1049999999999999E-2,2.2200000000000001E-2,2.341E-2,2.4680000000000001E-2,2.6020000000000001E-2,2.741E-2,2.8879999999999999E-2,3.041E-2,3.202E-2,3.3700000000000001E-2,3.5450000000000002E-2,3.7289999999999997E-2,3.9199999999999999E-2,4.1200000000000001E-2,4.3290000000000002E-2,4.546E-2,4.7719999999999999E-2,5.0070000000000003E-2,5.2510000000000001E-2,5.5039999999999999E-2,5.7669999999999999E-2,6.0389999999999999E-2,6.3210000000000002E-2,6.6119999999999998E-2,6.9129999999999997E-2,7.2230000000000003E-2,7.5429999999999997E-2,7.8719999999999998E-2,8.2100000000000006E-2,8.5559999999999997E-2,8.9120000000000005E-2,9.2759999999999995E-2]
[null,null,"Oman",{"$f":"ROUND(HistVREShare!$BF105,5)","v":0},{"$f":"INDEX(y_NP,MATCH(D252,y_NP,1)+(E$153-D$153))","v":1.0000000000000001E-5},2.0000000000000002E-5,3.0000000000000001E-5,4.0000000000000003E-5,5.0000000000000002E-5,6.0000000000000002E-5,6.9999999999999994E-5,8.0000000000000007E-5,9.0000000000000006E-5,1E-4,1.1E-4,1.2E-4,1.2999999999999999E-4,1.3999999999999999E-4,1.4999999999999999E-4,1.6000000000000001E-4,1.7000000000000001E-4,1.8000000000000001E-4,1.9000000000000001E-4,2.0000000000000001E-4,2.2000000000000001E-4,2.3000000000000001E-4,2.4000000000000001E-4,2.5999999999999998E-4,2.7E-4,2.9E-4,2.9999999999999997E-4,3.2000000000000003E-4,3.4000000000000002E-4,3.6000000000000002E-4,3.8000000000000002E-4,4.0999999999999999E-4,4.2999999999999999E-4,4.6000000000000001E-4,4.8000000000000001E-4]
[null,null,"Pakistan",{"$f":"ROUND(HistVREShare!$BF106,5)","v":8.9200000000000008E-3},{"$f":"INDEX(y_NP,MATCH(D253,y_NP,1)+(E$153-D$153))","v":9.2700000000000005E-3},9.7999999999999997E-3,1.0359999999999999E-2,1.095E-2,1.157E-2,1.223E-2,1.2919999999999999E-2,1.3650000000000001E-2,1.4420000000000001E-2,1.523E-2,1.6080000000000001E-2,1.6979999999999999E-2,1.7919999999999998E-2,1.891E-2,1.9959999999999999E-2,2.1049999999999999E-2,2.2200000000000001E-2,2.341E-2,2.4680000000000001E-2,2.6020000000000001E-2,2.741E-2,2.8879999999999999E-2,3.041E-2,3.202E-2,3.3700000000000001E-2,3.5450000000000002E-2,3.7289999999999997E-2,3.9199999999999999E-2,4.1200000000000001E-2,4.3290000000000002E-2,4.546E-2,4.7719999999999999E-2,5.0070000000000003E-2,5.2510000000000001E-2,5.5039999999999999E-2]
[null,null,"Panama",{"$f":"ROUND(HistVREShare!$BF107,5)","v":4.2250000000000003E-2},{"$f":"INDEX(y_NP,MATCH(D254,y_NP,1)+(E$153-D$153))","v":4.3290000000000002E-2},4.546E-2,4.7719999999999999E-2,5.0070000000000003E-2,5.2510000000000001E-2,5.5039999999999999E-2,5.7669999999999999E-2,6.0389999999999999E-2,6.3210000000000002E-2,6.6119999999999998E-2,6.9129999999999997E-2,7.2230000000000003E-2,7.5429999999999997E-2,7.8719999999999998E-2,8.2100000000000006E-2,8.5559999999999997E-2,8.9120000000000005E-2,9.2759999999999995E-2,9.6479999999999996E-2,0.10027,0.10414,0.10808,0.11208,0.11613999999999999,0.12025,0.12441000000000001,0.12861,0.13285,0.13711000000000001,0.1414,0.14568999999999999,0.15,0.15431,0.15859999999999999,0.16289000000000001]
[null,null,"Paraguay",{"$f":"ROUND(HistVREShare!$BF108,5)","v":0},{"$f":"INDEX(y_NP,MATCH(D255,y_NP,1)+(E$153-D$153))","v":1.0000000000000001E-5},2.0000000000000002E-5,3.0000000000000001E-5,4.0000000000000003E-5,5.0000000000000002E-5,6.0000000000000002E-5,6.9999999999999994E-5,8.0000000000000007E-5,9.0000000000000006E-5,1E-4,1.1E-4,1.2E-4,1.2999999999999999E-4,1.3999999999999999E-4,1.4999999999999999E-4,1.6000000000000001E-4,1.7000000000000001E-4,1.8000000000000001E-4,1.9000000000000001E-4,2.0000000000000001E-4,2.2000000000000001E-4,2.3000000000000001E-4,2.4000000000000001E-4,2.5999999999999998E-4,2.7E-4,2.9E-4,2.9999999999999997E-4,3.2000000000000003E-4,3.4000000000000002E-4,3.6000000000000002E-4,3.8000000000000002E-4,4.0999999999999999E-4,4.2999999999999999E-4,4.6000000000000001E-4,4.8000000000000001E-4]
[null,null,"Peru",{"$f":"ROUND(HistVREShare!$BF109,5)","v":1.7100000000000001E-2},{"$f":"INDEX(y_NP,MATCH(D256,y_NP,1)+(E$153-D$153))","v":1.7919999999999998E-2},1.891E-2,1.9959999999999999E-2,2.1049999999999999E-2,2.2200000000000001E-2,2.341E-2,2.4680000000000001E-2,2.6020000000000001E-2,2.741E-2,2.8879999999999999E-2,3.041E-2,3.202E-2,3.3700000000000001E-2,3.5450000000000002E-2,3.7289999999999997E-2,3.9199999999999999E-2,4.1200000000000001E-2,4.3290000000000002E-2,4.546E-2,4.7719999999999999E-2,5.0070000000000003E-2,5.2510000000000001E-2,5.5039999999999999E-2,5.7669999999999999E-2,6.0389999999999999E-2,6.3210000000000002E-2,6.6119999999999998E-2,6.9129999999999997E-2,7.2230000000000003E-2,7.5429999999999997E-2,7.8719999999999998E-2,8.2100000000000006E-2,8.5559999999999997E-2,8.9120000000000005E-2,9.2759999999999995E-2]
[null,null,"Philippines",{"$f":"ROUND(HistVREShare!$BF110,5)","v":1.076E-2},{"$f":"INDEX(y_NP,MATCH(D257,y_NP,1)+(E$153-D$153))","v":1.095E-2},1.157E-2,1.223E-2,1.2919999999999999E-2,1.3650000000000001E-2,1.4420000000000001E-2,1.523E-2,1.6080000000000001E-2,1.6979999999999999E-2,1.7919999999999998E-2,1.891E-2,1.9959999999999999E-2,2.1049999999999999E-2,2.2200000000000001E-2,2.341E-2,2.4680000000000001E-2,2.6020000000000001E-2,2.741E-2,2.8879999999999999E-2,3.041E-2,3.202E-2,3.3700000000000001E-2,3.5450000000000002E-2,3.7289999999999997E-2,3.9199999999999999E-2,4.1200000000000001E-2,4.3290000000000002E-2,4.546E-2,4.7719999999999999E-2,5.0070000000000003E-2,5.2510000000000001E-2,5.5039999999999999E-2,5.7669999999999999E-2,6.0389999999999999E-2,6.3210000000000002E-2]
[null,null,"Poland",{"$f":"ROUND(HistVREShare!$BF111,5)","v":6.6420000000000007E-2},{"$f":"INDEX(y_NP,MATCH(D258,y_NP,1)+(E$153-D$153))","v":6.9129999999999997E-2},7.2230000000000003E-2,7.5429999999999997E-2,7.8719999999999998E-2,8.2100000000000006E-2,8.5559999999999997E-2,8.9120000000000005E-2,9.2759999999999995E-2,9.6479999999999996E-2,0.10027,0.10414,0.10808,0.11208,0.11613999999999999,0.12025,0.12441000000000001,0.12861,0.13285,0.13711000000000001,0.1414,0.14568999999999999,0.15,0.15431,0.15859999999999999,0.16289000000000001,0.16714999999999999,0.17138999999999999,0.17559,0.17974999999999999,0.18386,0.18792,0.19192000000000001,0.19586000000000001,0.19972999999999999,0.20352000000000001]
[null,null,"Portugal",{"$f":"ROUND(HistVREShare!$BF112,5)","v":0.24187},{"$f":"INDEX(y_NP,MATCH(D259,y_NP,1)+(E$153-D$153))","v":0.24232999999999999},0.24496000000000001,0.24748999999999999,0.24993000000000001,0.25228,0.25453999999999999,0.25670999999999999,0.25879999999999997,0.26079999999999998,0.26271,0.26455000000000001,0.26629999999999998,0.26798,0.26959,0.27112000000000003,0.27259,0.27398,0.27532000000000001,0.27659,0.27779999999999999,0.27894999999999998,0.28004000000000001,0.28109000000000001,0.28208,0.28301999999999999,0.28392000000000001,0.28477000000000002,0.28558,0.28634999999999999,0.28708,0.28777000000000003,0.28843000000000002,0.28904999999999997,0.28964000000000001,0.29020000000000001]
[null,null,"Qatar",{"$f":"ROUND(HistVREShare!$BF113,5)","v":0},{"$f":"INDEX(y_NP,MATCH(D260,y_NP,1)+(E$153-D$153))","v":1.0000000000000001E-5},2.0000000000000002E-5,3.0000000000000001E-5,4.0000000000000003E-5,5.0000000000000002E-5,6.0000000000000002E-5,6.9999999999999994E-5,8.0000000000000007E-5,9.0000000000000006E-5,1E-4,1.1E-4,1.2E-4,1.2999999999999999E-4,1.3999999999999999E-4,1.4999999999999999E-4,1.6000000000000001E-4,1.7000000000000001E-4,1.8000000000000001E-4,1.9000000000000001E-4,2.0000000000000001E-4,2.2000000000000001E-4,2.3000000000000001E-4,2.4000000000000001E-4,2.5999999999999998E-4,2.7E-4,2.9E-4,2.9999999999999997E-4,3.2000000000000003E-4,3.4000000000000002E-4,3.6000000000000002E-4,3.8000000000000002E-4,4.0999999999999999E-4,4.2999999999999999E-4,4.6000000000000001E-4,4.8000000000000001E-4]
[null,null,"Romania",{"$f":"ROUND(HistVREShare!$BF114,5)","v":0.13721},{"$f":"INDEX(y_NP,MATCH(D261,y_NP,1)+(E$153-D$153))","v":0.1414},0.14568999999999999,0.15,0.15431,0.15859999999999999,0.16289000000000001,0.16714999999999999,0.17138999999999999,0.17559,0.17974999999999999,0.18386,0.18792,0.19192000000000001,0.19586000000000001,0.19972999999999999,0.20352000000000001,0.20724000000000001,0.21088000000000001,0.21443999999999999,0.21790000000000001,0.22128,0.22456999999999999,0.22777,0.23086999999999999,0.23388,0.23679,0.23960999999999999,0.24232999999999999,0.24496000000000001,0.24748999999999999,0.24993000000000001,0.25228,0.25453999999999999,0.25670999999999999,0.25879999999999997]
[null,null,"Russian Federation",{"$f":"ROUND(HistVREShare!$BF115,5)","v":4.4999999999999999E-4},{"$f":"INDEX(y_NP,MATCH(D262,y_NP,1)+(E$153-D$153))","v":4.6000000000000001E-4},4.8000000000000001E-4,5.1000000000000004E-4,5.4000000000000001E-4,5.6999999999999998E-4,6.0999999999999997E-4,6.4000000000000005E-4,6.8000000000000005E-4,7.2000000000000005E-4,7.6000000000000004E-4,8.0999999999999996E-4,8.5999999999999998E-4,9.1E-4,9.6000000000000002E-4,1.0200000000000001E-3,1.08E-3,1.14E-3,1.2099999999999999E-3,1.2800000000000001E-3,1.3500000000000001E-3,1.4300000000000001E-3,1.5200000000000001E-3,1.6000000000000001E-3,1.6999999999999999E-3,1.8E-3,1.9E-3,2.0200000000000001E-3,2.1299999999999999E-3,2.2599999999999999E-3,2.3900000000000002E-3,2.5300000000000001E-3,2.6800000000000001E-3,2.8400000000000001E-3,3.0000000000000001E-3,3.1800000000000001E-3]
[null,null,"Saudi Arabia",{"$f":"ROUND(HistVREShare!$BF116,5)","v":0},{"$f":"INDEX(y_NP,MATCH(D263,y_NP,1)+(E$153-D$153))","v":1.0000000000000001E-5},2.0000000000000002E-5,3.0000000000000001E-5,4.0000000000000003E-5,5.0000000000000002E-5,6.0000000000000002E-5,6.9999999999999994E-5,8.0000000000000007E-5,9.0000000000000006E-5,1E-4,1.1E-4,1.2E-4,1.2999999999999999E-4,1.3999999999999999E-4,1.4999999999999999E-4,1.6000000000000001E-4,1.7000000000000001E-4,1.8000000000000001E-4,1.9000000000000001E-4,2.0000000000000001E-4,2.2000000000000001E-4,2.3000000000000001E-4,2.4000000000000001E-4,2.5999999999999998E-4,2.7E-4,2.9E-4,2.9999999999999997E-4,3.2000000000000003E-4,3.4000000000000002E-4,3.6000000000000002E-4,3.8000000000000002E-4,4.0999999999999999E-4,4.2999999999999999E-4,4.6000000000000001E-4,4.8000000000000001E-4]
[null,null,"Senegal",{"$f":"ROUND(HistVREShare!$BF117,5)","v":9.6000000000000002E-4},{"$f":"INDEX(y_NP,MATCH(D264,y_NP,1)+(E$153-D$153))","v":1.0200000000000001E-3},1.08E-3,1.14E-3,1.2099999999999999E-3,1.2800000000000001E-3,1.3500000000000001E-3,1.4300000000000001E-3,1.5200000000000001E-3,1.6000000000000001E-3,1.6999999999999999E-3,1.8E-3,1.9E-3,2.0200000000000001E-3,2.1299999999999999E-3,2.2599999999999999E-3,2.3900000000000002E-3,2.5300000000000001E-3,2.6800000000000001E-3,2.8400000000000001E-3,3.0000000000000001E-3,3.1800000000000001E-3,3.3700000000000002E-3,3.5599999999999998E-3,3.7699999999999999E-3,3.9899999999999996E-3,4.2199999999999998E-3,4.47E-3,4.7299999999999998E-3,5.0000000000000001E-3,5.2900000000000004E-3,5.5999999999999999E-3,5.9199999999999999E-3,6.2700000000000004E-3,6.6299999999999996E-3,7.0099999999999997E-3]
[null,null,"Serbia",{"$f":"ROUND(HistVREShare!$BF118,5)","v":2.9E-4},{"$f":"INDEX(y_NP,MATCH(D265,y_NP,1)+(E$153-D$153))","v":2.9999999999999997E-4},3.2000000000000003E-4,3.4000000000000002E-4,3.6000000000000002E-4,3.8000000000000002E-4,4.0999999999999999E-4,4.2999999999999999E-4,4.6000000000000001E-4,4.8000000000000001E-4,5.1000000000000004E-4,5.4000000000000001E-4,5.6999999999999998E-4,6.0999999999999997E-4,6.4000000000000005E-4,6.8000000000000005E-4,7.2000000000000005E-4,7.6000000000000004E-4,8.0999999999999996E-4,8.5999999999999998E-4,9.1E-4,9.6000000000000002E-4,1.0200000000000001E-3,1.08E-3,1.14E-3,1.2099999999999999E-3,1.2800000000000001E-3,1.3500000000000001E-3,1.4300000000000001E-3,1.5200000000000001E-3,1.6000000000000001E-3,1.6999999999999999E-3,1.8E-3,1.9E-3,2.0200000000000001E-3,2.1299999999999999E-3]
[null,null,"Singapore",{"$f":"ROUND(HistVREShare!$BF119,5)","v":1.2700000000000001E-3},{"$f":"INDEX(y_NP,MATCH(D266,y_NP,1)+(E$153-D$153))","v":1.2800000000000001E-3},1.3500000000000001E-3,1.4300000000000001E-3,1.5200000000000001E-3,1.6000000000000001E-3,1.6999999999999999E-3,1.8E-3,1.9E-3,2.0200000000000001E-3,2.1299999999999999E-3,2.2599999999999999E-3,2.3900000000000002E-3,2.5300000000000001E-3,2.6800000000000001E-3,2.8400000000000001E-3,3.0000000000000001E-3,3.1800000000000001E-3,3.3700000000000002E-3,3.5599999999999998E-3,3.7699999999999999E-3,3.9899999999999996E-3,4.2199999999999998E-3,4.47E-3,4.7299999999999998E-3,5.0000000000000001E-3,5.2900000000000004E-3,5.5999999999999999E-3,5.9199999999999999E-3,6.2700000000000004E-3,6.6299999999999996E-3,7.0099999999999997E-3,7.4200000000000004E-3,7.8399999999999997E-3,8.2900000000000005E-3,8.77E-3]
[null,null,"Slovakia",{"$f":"ROUND(HistVREShare!$BF120,5)","v":1.9220000000000001E-2},{"$f":"INDEX(y_NP,MATCH(D267,y_NP,1)+(E$153-D$153))","v":1.9959999999999999E-2},2.1049999999999999E-2,2.2200000000000001E-2,2.341E-2,2.4680000000000001E-2,2.6020000000000001E-2,2.741E-2,2.8879999999999999E-2,3.041E-2,3.202E-2,3.3700000000000001E-2,3.5450000000000002E-2,3.7289999999999997E-2,3.9199999999999999E-2,4.1200000000000001E-2,4.3290000000000002E-2,4.546E-2,4.7719999999999999E-2,5.0070000000000003E-2,5.2510000000000001E-2,5.5039999999999999E-2,5.7669999999999999E-2,6.0389999999999999E-2,6.3210000000000002E-2,6.6119999999999998E-2,6.9129999999999997E-2,7.2230000000000003E-2,7.5429999999999997E-2,7.8719999999999998E-2,8.2100000000000006E-2,8.5559999999999997E-2,8.9120000000000005E-2,9.2759999999999995E-2,9.6479999999999996E-2,0.10027]
[null,null,"Slovenia",{"$f":"ROUND(HistVREShare!$BF121,5)","v":1.89E-2},{"$f":"INDEX(y_NP,MATCH(D268,y_NP,1)+(E$153-D$153))","v":1.891E-2},1.9959999999999999E-2,2.1049999999999999E-2,2.2200000000000001E-2,2.341E-2,2.4680000000000001E-2,2.6020000000000001E-2,2.741E-2,2.8879999999999999E-2,3.041E-2,3.202E-2,3.3700000000000001E-2,3.5450000000000002E-2,3.7289999999999997E-2,3.9199999999999999E-2,4.1200000000000001E-2,4.3290000000000002E-2,4.546E-2,4.7719999999999999E-2,5.0070000000000003E-2,5.2510000000000001E-2,5.5039999999999999E-2,5.7669999999999999E-2,6.0389999999999999E-2,6.3210000000000002E-2,6.6119999999999998E-2,6.9129999999999997E-2,7.2230000000000003E-2,7.5429999999999997E-2,7.8719999999999998E-2,8.2100000000000006E-2,8.5559999999999997E-2,8.9120000000000005E-2,9.2759999999999995E-2,9.6479999999999996E-2]
[null,null,"South Africa",{"$f":"ROUND(HistVREShare!$BF122,5)","v":1.975E-2},{"$f":"INDEX(y_NP,MATCH(D269,y_NP,1)+(E$153-D$153))","v":1.9959999999999999E-2},2.1049999999999999E-2,2.2200000000000001E-2,2.341E-2,2.4680000000000001E-2,2.6020000000000001E-2,2.741E-2,2.8879999999999999E-2,3.041E-2,3.202E-2,3.3700000000000001E-2,3.5450000000000002E-2,3.7289999999999997E-2,3.9199999999999999E-2,4.1200000000000001E-2,4.3290000000000002E-2,4.546E-2,4.7719999999999999E-2,5.0070000000000003E-2,5.2510000000000001E-2,5.5039999999999999E-2,5.7669999999999999E-2,6.0389999999999999E-2,6.3210000000000002E-2,6.6119999999999998E-2,6.9129999999999997E-2,7.2230000000000003E-2,7.5429999999999997E-2,7.8719999999999998E-2,8.2100000000000006E-2,8.5559999999999997E-2,8.9120000000000005E-2,9.2759999999999995E-2,9.6479999999999996E-2,0.10027]
[null,null,"South Sudan",{"$f":"ROUND(HistVREShare!$BF123,5)","v":3.46E-3},{"$f":"INDEX(y_NP,MATCH(D270,y_NP,1)+(E$153-D$153))","v":3.5599999999999998E-3},3.7699999999999999E-3,3.9899999999999996E-3,4.2199999999999998E-3,4.47E-3,4.7299999999999998E-3,5.0000000000000001E-3,5.2900000000000004E-3,5.5999999999999999E-3,5.9199999999999999E-3,6.2700000000000004E-3,6.6299999999999996E-3,7.0099999999999997E-3,7.4200000000000004E-3,7.8399999999999997E-3,8.2900000000000005E-3,8.77E-3,9.2700000000000005E-3,9.7999999999999997E-3,1.0359999999999999E-2,1.095E-2,1.157E-2,1.223E-2,1.2919999999999999E-2,1.3650000000000001E-2,1.4420000000000001E-2,1.523E-2,1.6080000000000001E-2,1.6979999999999999E-2,1.7919999999999998E-2,1.891E-2,1.9959999999999999E-2,2.1049999999999999E-2,2.2200000000000001E-2,2.341E-2]
[null,null,"Spain",{"$f":"ROUND(HistVREShare!$BF124,5)","v":0.22753999999999999},{"$f":"INDEX(y_NP,MATCH(D271,y_NP,1)+(E$153-D$153))","v":0.22777},0.23086999999999999,0.23388,0.23679,0.23960999999999999,0.24232999999999999,0.24496000000000001,0.24748999999999999,0.24993000000000001,0.25228,0.25453999999999999,0.25670999999999999,0.25879999999999997,0.26079999999999998,0.26271,0.26455000000000001,0.26629999999999998,0.26798,0.26959,0.27112000000000003,0.27259,0.27398,0.27532000000000001,0.27659,0.27779999999999999,0.27894999999999998,0.28004000000000001,0.28109000000000001,0.28208,0.28301999999999999,0.28392000000000001,0.28477000000000002,0.28558,0.28634999999999999,0.28708]
[null,null,"Sri Lanka",{"$f":"ROUND(HistVREShare!$BF125,5)","v":2.7609999999999999E-2},{"$f":"INDEX(y_NP,MATCH(D272,y_NP,1)+(E$153-D$153))","v":2.8879999999999999E-2},3.041E-2,3.202E-2,3.3700000000000001E-2,3.5450000000000002E-2,3.7289999999999997E-2,3.9199999999999999E-2,4.1200000000000001E-2,4.3290000000000002E-2,4.546E-2,4.7719999999999999E-2,5.0070000000000003E-2,5.2510000000000001E-2,5.5039999999999999E-2,5.7669999999999999E-2,6.0389999999999999E-2,6.3210000000000002E-2,6.6119999999999998E-2,6.9129999999999997E-2,7.2230000000000003E-2,7.5429999999999997E-2,7.8719999999999998E-2,8.2100000000000006E-2,8.5559999999999997E-2,8.9120000000000005E-2,9.2759999999999995E-2,9.6479999999999996E-2,0.10027,0.10414,0.10808,0.11208,0.11613999999999999,0.12025,0.12441000000000001,0.12861]
[null,null,"Sudan",{"$f":"ROUND(HistVREShare!$BF126,5)","v":0},{"$f":"INDEX(y_NP,MATCH(D273,y_NP,1)+(E$153-D$153))","v":1.0000000000000001E-5},2.0000000000000002E-5,3.0000000000000001E-5,4.0000000000000003E-5,5.0000000000000002E-5,6.0000000000000002E-5,6.9999999999999994E-5,8.0000000000000007E-5,9.0000000000000006E-5,1E-4,1.1E-4,1.2E-4,1.2999999999999999E-4,1.3999999999999999E-4,1.4999999999999999E-4,1.6000000000000001E-4,1.7000000000000001E-4,1.8000000000000001E-4,1.9000000000000001E-4,2.0000000000000001E-4,2.2000000000000001E-4,2.3000000000000001E-4,2.4000000000000001E-4,2.5999999999999998E-4,2.7E-4,2.9E-4,2.9999999999999997E-4,3.2000000000000003E-4,3.4000000000000002E-4,3.6000000000000002E-4,3.8000000000000002E-4,4.0999999999999999E-4,4.2999999999999999E-4,4.6000000000000001E-4,4.8000000000000001E-4]
[null,null,"Suriname",{"$f":"ROUND(HistVREShare!$BF127,5)","v":0},{"$f":"INDEX(y_NP,MATCH(D274,y_NP,1)+(E$153-D$153))","v":1.0000000000000001E-5},2.0000000000000002E-5,3.0000000000000001E-5,4.0000000000000003E-5,5.0000000000000002E-5,6.0000000000000002E-5,6.9999999999999994E-5,8.0000000000000007E-5,9.0000000000000006E-5,1E-4,1.1E-4,1.2E-4,1.2999999999999999E-4,1.3999999999999999E-4,1.4999999999999999E-4,1.6000000000000001E-4,1.7000000000000001E-4,1.8000000000000001E-4,1.9000000000000001E-4,2.0000000000000001E-4,2.2000000000000001E-4,2.3000000000000001E-4,2.4000000000000001E-4,2.5999999999999998E-4,2.7E-4,2.9E-4,2.9999999999999997E-4,3.2000000000000003E-4,3.4000000000000002E-4,3.6000000000000002E-4,3.8000000000000002E-4,4.0999999999999999E-4,4.2999999999999999E-4,4.6000000000000001E-4,4.8000000000000001E-4]
[null,null,"Sweden",{"$f":"ROUND(HistVREShare!$BF128,5)","v":0.10106},{"$f":"INDEX(y_NP,MATCH(D275,y_NP,1)+(E$153-D$153))","v":0.10414},0.10808,0.11208,0.11613999999999999,0.12025,0.12441000000000001,0.12861,0.13285,0.13711000000000001,0.1414,0.14568999999999999,0.15,0.15431,0.15859999999999999,0.16289000000000001,0.16714999999999999,0.17138999999999999,0.17559,0.17974999999999999,0.18386,0.18792,0.19192000000000001,0.19586000000000001,0.19972999999999999,0.20352000000000001,0.20724000000000001,0.21088000000000001,0.21443999999999999,0.21790000000000001,0.22128,0.22456999999999999,0.22777,0.23086999999999999,0.23388,0.23679]
[null,null,"Switzerland",{"$f":"ROUND(HistVREShare!$BF129,5)","v":1.8589999999999999E-2},{"$f":"INDEX(y_NP,MATCH(D276,y_NP,1)+(E$153-D$153))","v":1.891E-2},1.9959999999999999E-2,2.1049999999999999E-2,2.2200000000000001E-2,2.341E-2,2.4680000000000001E-2,2.6020000000000001E-2,2.741E-2,2.8879999999999999E-2,3.041E-2,3.202E-2,3.3700000000000001E-2,3.5450000000000002E-2,3.7289999999999997E-2,3.9199999999999999E-2,4.1200000000000001E-2,4.3290000000000002E-2,4.546E-2,4.7719999999999999E-2,5.0070000000000003E-2,5.2510000000000001E-2,5.5039999999999999E-2,5.7669999999999999E-2,6.0389999999999999E-2,6.3210000000000002E-2,6.6119999999999998E-2,6.9129999999999997E-2,7.2230000000000003E-2,7.5429999999999997E-2,7.8719999999999998E-2,8.2100000000000006E-2,8.5559999999999997E-2,8.9120000000000005E-2,9.2759999999999995E-2,9.6479999999999996E-2]
[null,null,"Syrian Arab Republic",{"$f":"ROUND(HistVREShare!$BF130,5)","v":0},{"$f":"INDEX(y_NP,MATCH(D277,y_NP,1)+(E$153-D$153))","v":1.0000000000000001E-5},2.0000000000000002E-5,3.0000000000000001E-5,4.0000000000000003E-5,5.0000000000000002E-5,6.0000000000000002E-5,6.9999999999999994E-5,8.0000000000000007E-5,9.0000000000000006E-5,1E-4,1.1E-4,1.2E-4,1.2999999999999999E-4,1.3999999999999999E-4,1.4999999999999999E-4,1.6000000000000001E-4,1.7000000000000001E-4,1.8000000000000001E-4,1.9000000000000001E-4,2.0000000000000001E-4,2.2000000000000001E-4,2.3000000000000001E-4,2.4000000000000001E-4,2.5999999999999998E-4,2.7E-4,2.9E-4,2.9999999999999997E-4,3.2000000000000003E-4,3.4000000000000002E-4,3.6000000000000002E-4,3.8000000000000002E-4,4.0999999999999999E-4,4.2999999999999999E-4,4.6000000000000001E-4,4.8000000000000001E-4]
[null,null,"Chinese Taipei",{"$f":"ROUND(HistVREShare!$BF131,5)","v":9.4199999999999996E-3},{"$f":"INDEX(y_NP,MATCH(D278,y_NP,1)+(E$153-D$153))","v":9.7999999999999997E-3},1.0359999999999999E-2,1.095E-2,1.157E-2,1.223E-2,1.2919999999999999E-2,1.3650000000000001E-2,1.4420000000000001E-2,1.523E-2,1.6080000000000001E-2,1.6979999999999999E-2,1.7919999999999998E-2,1.891E-2,1.9959999999999999E-2,2.1049999999999999E-2,2.2200000000000001E-2,2.341E-2,2.4680000000000001E-2,2.6020000000000001E-2,2.741E-2,2.8879999999999999E-2,3.041E-2,3.202E-2,3.3700000000000001E-2,3.5450000000000002E-2,3.7289999999999997E-2,3.9199999999999999E-2,4.1200000000000001E-2,4.3290000000000002E-2,4.546E-2,4.7719999999999999E-2,5.0070000000000003E-2,5.2510000000000001E-2,5.5039999999999999E-2,5.7669999999999999E-2]
[null,null,"Tajikistan",{"$f":"ROUND(HistVREShare!$BF132,5)","v":0},{"$f":"INDEX(y_NP,MATCH(D279,y_NP,1)+(E$153-D$153))","v":1.0000000000000001E-5},2.0000000000000002E-5,3.0000000000000001E-5,4.0000000000000003E-5,5.0000000000000002E-5,6.0000000000000002E-5,6.9999999999999994E-5,8.0000000000000007E-5,9.0000000000000006E-5,1E-4,1.1E-4,1.2E-4,1.2999999999999999E-4,1.3999999999999999E-4,1.4999999999999999E-4,1.6000000000000001E-4,1.7000000000000001E-4,1.8000000000000001E-4,1.9000000000000001E-4,2.0000000000000001E-4,2.2000000000000001E-4,2.3000000000000001E-4,2.4000000000000001E-4,2.5999999999999998E-4,2.7E-4,2.9E-4,2.9999999999999997E-4,3.2000000000000003E-4,3.4000000000000002E-4,3.6000000000000002E-4,3.8000000000000002E-4,4.0999999999999999E-4,4.2999999999999999E-4,4.6000000000000001E-4,4.8000000000000001E-4]
[null,null,"Tanzania",{"$f":"ROUND(HistVREShare!$BF133,5)","v":3.2799999999999999E-3},{"$f":"INDEX(y_NP,MATCH(D280,y_NP,1)+(E$153-D$153))","v":3.3700000000000002E-3},3.5599999999999998E-3,3.7699999999999999E-3,3.9899999999999996E-3,4.2199999999999998E-3,4.47E-3,4.7299999999999998E-3,5.0000000000000001E-3,5.2900000000000004E-3,5.5999999999999999E-3,5.9199999999999999E-3,6.2700000000000004E-3,6.6299999999999996E-3,7.0099999999999997E-3,7.4200000000000004E-3,7.8399999999999997E-3,8.2900000000000005E-3,8.77E-3,9.2700000000000005E-3,9.7999999999999997E-3,1.0359999999999999E-2,1.095E-2,1.157E-2,1.223E-2,1.2919999999999999E-2,1.3650000000000001E-2,1.4420000000000001E-2,1.523E-2,1.6080000000000001E-2,1.6979999999999999E-2,1.7919999999999998E-2,1.891E-2,1.9959999999999999E-2,2.1049999999999999E-2,2.2200000000000001E-2]
[null,null,"Thailand",{"$f":"ROUND(HistVREShare!$BF134,5)","v":1.525E-2},{"$f":"INDEX(y_NP,MATCH(D281,y_NP,1)+(E$153-D$153))","v":1.6080000000000001E-2},1.6979999999999999E-2,1.7919999999999998E-2,1.891E-2,1.9959999999999999E-2,2.1049999999999999E-2,2.2200000000000001E-2,2.341E-2,2.4680000000000001E-2,2.6020000000000001E-2,2.741E-2,2.8879999999999999E-2,3.041E-2,3.202E-2,3.3700000000000001E-2,3.5450000000000002E-2,3.7289999999999997E-2,3.9199999999999999E-2,4.1200000000000001E-2,4.3290000000000002E-2,4.546E-2,4.7719999999999999E-2,5.0070000000000003E-2,5.2510000000000001E-2,5.5039999999999999E-2,5.7669999999999999E-2,6.0389999999999999E-2,6.3210000000000002E-2,6.6119999999999998E-2,6.9129999999999997E-2,7.2230000000000003E-2,7.5429999999999997E-2,7.8719999999999998E-2,8.2100000000000006E-2,8.5559999999999997E-2]
[null,null,"Togo",{"$f":"ROUND(HistVREShare!$BF135,5)","v":0},{"$f":"INDEX(y_NP,MATCH(D282,y_NP,1)+(E$153-D$153))","v":1.0000000000000001E-5},2.0000000000000002E-5,3.0000000000000001E-5,4.0000000000000003E-5,5.0000000000000002E-5,6.0000000000000002E-5,6.9999999999999994E-5,8.0000000000000007E-5,9.0000000000000006E-5,1E-4,1.1E-4,1.2E-4,1.2999999999999999E-4,1.3999999999999999E-4,1.4999999999999999E-4,1.6000000000000001E-4,1.7000000000000001E-4,1.8000000000000001E-4,1.9000000000000001E-4,2.0000000000000001E-4,2.2000000000000001E-4,2.3000000000000001E-4,2.4000000000000001E-4,2.5999999999999998E-4,2.7E-4,2.9E-4,2.9999999999999997E-4,3.2000000000000003E-4,3.4000000000000002E-4,3.6000000000000002E-4,3.8000000000000002E-4,4.0999999999999999E-4,4.2999999999999999E-4,4.6000000000000001E-4,4.8000000000000001E-4]
[null,null,"Trinidad and Tobago",{"$f":"ROUND(HistVREShare!$BF136,5)","v":0},{"$f":"INDEX(y_NP,MATCH(D283,y_NP,1)+(E$153-D$153))","v":1.0000000000000001E-5},2.0000000000000002E-5,3.0000000000000001E-5,4.0000000000000003E-5,5.0000000000000002E-5,6.0000000000000002E-5,6.9999999999999994E-5,8.0000000000000007E-5,9.0000000000000006E-5,1E-4,1.1E-4,1.2E-4,1.2999999999999999E-4,1.3999999999999999E-4,1.4999999999999999E-4,1.6000000000000001E-4,1.7000000000000001E-4,1.8000000000000001E-4,1.9000000000000001E-4,2.0000000000000001E-4,2.2000000000000001E-4,2.3000000000000001E-4,2.4000000000000001E-4,2.5999999999999998E-4,2.7E-4,2.9E-4,2.9999999999999997E-4,3.2000000000000003E-4,3.4000000000000002E-4,3.6000000000000002E-4,3.8000000000000002E-4,4.0999999999999999E-4,4.2999999999999999E-4,4.6000000000000001E-4,4.8000000000000001E-4]
[null,null,"Tunisia",{"$f":"ROUND(HistVREShare!$BF137,5)","v":2.4850000000000001E-2},{"$f":"INDEX(y_NP,MATCH(D284,y_NP,1)+(E$153-D$153))","v":2.6020000000000001E-2},2.741E-2,2.8879999999999999E-2,3.041E-2,3.202E-2,3.3700000000000001E-2,3.5450000000000002E-2,3.7289999999999997E-2,3.9199999999999999E-2,4.1200000000000001E-2,4.3290000000000002E-2,4.546E-2,4.7719999999999999E-2,5.0070000000000003E-2,5.2510000000000001E-2,5.5039999999999999E-2,5.7669999999999999E-2,6.0389999999999999E-2,6.3210000000000002E-2,6.6119999999999998E-2,6.9129999999999997E-2,7.2230000000000003E-2,7.5429999999999997E-2,7.8719999999999998E-2,8.2100000000000006E-2,8.5559999999999997E-2,8.9120000000000005E-2,9.2759999999999995E-2,9.6479999999999996E-2,0.10027,0.10414,0.10808,0.11208,0.11613999999999999,0.12025]
[null,null,"Turkey",{"$f":"ROUND(HistVREShare!$BF138,5)","v":4.5249999999999999E-2},{"$f":"INDEX(y_NP,MATCH(D285,y_NP,1)+(E$153-D$153))","v":4.546E-2},4.7719999999999999E-2,5.0070000000000003E-2,5.2510000000000001E-2,5.5039999999999999E-2,5.7669999999999999E-2,6.0389999999999999E-2,6.3210000000000002E-2,6.6119999999999998E-2,6.9129999999999997E-2,7.2230000000000003E-2,7.5429999999999997E-2,7.8719999999999998E-2,8.2100000000000006E-2,8.5559999999999997E-2,8.9120000000000005E-2,9.2759999999999995E-2,9.6479999999999996E-2,0.10027,0.10414,0.10808,0.11208,0.11613999999999999,0.12025,0.12441000000000001,0.12861,0.13285,0.13711000000000001,0.1414,0.14568999999999999,0.15,0.15431,0.15859999999999999,0.16289000000000001,0.16714999999999999]
[null,null,"Turkmenistan",{"$f":"ROUND(HistVREShare!$BF139,5)","v":0},{"$f":"INDEX(y_NP,MATCH(D286,y_NP,1)+(E$153-D$153))","v":1.0000000000000001E-5},2.0000000000000002E-5,3.0000000000000001E-5,4.0000000000000003E-5,5.0000000000000002E-5,6.0000000000000002E-5,6.9999999999999994E-5,8.0000000000000007E-5,9.0000000000000006E-5,1E-4,1.1E-4,1.2E-4,1.2999999999999999E-4,1.3999999999999999E-4,1.4999999999999999E-4,1.6000000000000001E-4,1.7000000000000001E-4,1.8000000000000001E-4,1.9000000000000001E-4,2.0000000000000001E-4,2.2000000000000001E-4,2.3000000000000001E-4,2.4000000000000001E-4,2.5999999999999998E-4,2.7E-4,2.9E-4,2.9999999999999997E-4,3.2000000000000003E-4,3.4000000000000002E-4,3.6000000000000002E-4,3.8000000000000002E-4,4.0999999999999999E-4,4.2999999999999999E-4,4.6000000000000001E-4,4.8000000000000001E-4]
[null,null,"Ukraine",{"$f":"ROUND(HistVREShare!$BF140,5)","v":9.6299999999999997E-3},{"$f":"INDEX(y_NP,MATCH(D287,y_NP,1)+(E$153-D$153))","v":9.7999999999999997E-3},1.0359999999999999E-2,1.095E-2,1.157E-2,1.223E-2,1.2919999999999999E-2,1.3650000000000001E-2,1.4420000000000001E-2,1.523E-2,1.6080000000000001E-2,1.6979999999999999E-2,1.7919999999999998E-2,1.891E-2,1.9959999999999999E-2,2.1049999999999999E-2,2.2200000000000001E-2,2.341E-2,2.4680000000000001E-2,2.6020000000000001E-2,2.741E-2,2.8879999999999999E-2,3.041E-2,3.202E-2,3.3700000000000001E-2,3.5450000000000002E-2,3.7289999999999997E-2,3.9199999999999999E-2,4.1200000000000001E-2,4.3290000000000002E-2,4.546E-2,4.7719999999999999E-2,5.0070000000000003E-2,5.2510000000000001E-2,5.5039999999999999E-2,5.7669999999999999E-2]
[null,null,"United Arab Emirates",{"$f":"ROUND(HistVREShare!$BF141,5)","v":2.32E-3},{"$f":"INDEX(y_NP,MATCH(D288,y_NP,1)+(E$153-D$153))","v":2.3900000000000002E-3},2.5300000000000001E-3,2.6800000000000001E-3,2.8400000000000001E-3,3.0000000000000001E-3,3.1800000000000001E-3,3.3700000000000002E-3,3.5599999999999998E-3,3.7699999999999999E-3,3.9899999999999996E-3,4.2199999999999998E-3,4.47E-3,4.7299999999999998E-3,5.0000000000000001E-3,5.2900000000000004E-3,5.5999999999999999E-3,5.9199999999999999E-3,6.2700000000000004E-3,6.6299999999999996E-3,7.0099999999999997E-3,7.4200000000000004E-3,7.8399999999999997E-3,8.2900000000000005E-3,8.77E-3,9.2700000000000005E-3,9.7999999999999997E-3,1.0359999999999999E-2,1.095E-2,1.157E-2,1.223E-2,1.2919999999999999E-2,1.3650000000000001E-2,1.4420000000000001E-2,1.523E-2,1.6080000000000001E-2]
[null,null,"United Kingdom",{"$f":"ROUND(HistVREShare!$BF142,5)","v":0.14237},{"$f":"INDEX(y_NP,MATCH(D289,y_NP,1)+(E$153-D$153))","v":0.14568999999999999},0.15,0.15431,0.15859999999999999,0.16289000000000001,0.16714999999999999,0.17138999999999999,0.17559,0.17974999999999999,0.18386,0.18792,0.19192000000000001,0.19586000000000001,0.19972999999999999,0.20352000000000001,0.20724000000000001,0.21088000000000001,0.21443999999999999,0.21790000000000001,0.22128,0.22456999999999999,0.22777,0.23086999999999999,0.23388,0.23679,0.23960999999999999,0.24232999999999999,0.24496000000000001,0.24748999999999999,0.24993000000000001,0.25228,0.25453999999999999,0.25670999999999999,0.25879999999999997,0.26079999999999998]
[null,null,"United States of America",{"$f":"ROUND(HistVREShare!$BF143,5)","v":5.321E-2},{"$f":"INDEX(y_NP,MATCH(D290,y_NP,1)+(E$153-D$153))","v":5.5039999999999999E-2},5.7669999999999999E-2,6.0389999999999999E-2,6.3210000000000002E-2,6.6119999999999998E-2,6.9129999999999997E-2,7.2230000000000003E-2,7.5429999999999997E-2,7.8719999999999998E-2,8.2100000000000006E-2,8.5559999999999997E-2,8.9120000000000005E-2,9.2759999999999995E-2,9.6479999999999996E-2,0.10027,0.10414,0.10808,0.11208,0.11613999999999999,0.12025,0.12441000000000001,0.12861,0.13285,0.13711000000000001,0.1414,0.14568999999999999,0.15,0.15431,0.15859999999999999,0.16289000000000001,0.16714999999999999,0.17138999999999999,0.17559,0.17974999999999999,0.18386]
[null,null,"Uruguay",{"$f":"ROUND(HistVREShare!$BF144,5)","v":0.16128000000000001},{"$f":"INDEX(y_NP,MATCH(D291,y_NP,1)+(E$153-D$153))","v":0.16289000000000001},0.16714999999999999,0.17138999999999999,0.17559,0.17974999999999999,0.18386,0.18792,0.19192000000000001,0.19586000000000001,0.19972999999999999,0.20352000000000001,0.20724000000000001,0.21088000000000001,0.21443999999999999,0.21790000000000001,0.22128,0.22456999999999999,0.22777,0.23086999999999999,0.23388,0.23679,0.23960999999999999,0.24232999999999999,0.24496000000000001,0.24748999999999999,0.24993000000000001,0.25228,0.25453999999999999,0.25670999999999999,0.25879999999999997,0.26079999999999998,0.26271,0.26455000000000001,0.26629999999999998,0.26798]
[null,null,"Uzbekistan",{"$f":"ROUND(HistVREShare!$BF145,5)","v":0},{"$f":"INDEX(y_NP,MATCH(D292,y_NP,1)+(E$153-D$153))","v":1.0000000000000001E-5},2.0000000000000002E-5,3.0000000000000001E-5,4.0000000000000003E-5,5.0000000000000002E-5,6.0000000000000002E-5,6.9999999999999994E-5,8.0000000000000007E-5,9.0000000000000006E-5,1E-4,1.1E-4,1.2E-4,1.2999999999999999E-4,1.3999999999999999E-4,1.4999999999999999E-4,1.6000000000000001E-4,1.7000000000000001E-4,1.8000000000000001E-4,1.9000000000000001E-4,2.0000000000000001E-4,2.2000000000000001E-4,2.3000000000000001E-4,2.4000000000000001E-4,2.5999999999999998E-4,2.7E-4,2.9E-4,2.9999999999999997E-4,3.2000000000000003E-4,3.4000000000000002E-4,3.6000000000000002E-4,3.8000000000000002E-4,4.0999999999999999E-4,4.2999999999999999E-4,4.6000000000000001E-4,4.8000000000000001E-4]
[null,null,"Venezuela",{"$f":"ROUND(HistVREShare!$BF146,5)","v":0},{"$f":"INDEX(y_NP,MATCH(D293,y_NP,1)+(E$153-D$153))","v":1.0000000000000001E-5},2.0000000000000002E-5,3.0000000000000001E-5,4.0000000000000003E-5,5.0000000000000002E-5,6.0000000000000002E-5,6.9999999999999994E-5,8.0000000000000007E-5,9.0000000000000006E-5,1E-4,1.1E-4,1.2E-4,1.2999999999999999E-4,1.3999999999999999E-4,1.4999999999999999E-4,1.6000000000000001E-4,1.7000000000000001E-4,1.8000000000000001E-4,1.9000000000000001E-4,2.0000000000000001E-4,2.2000000000000001E-4,2.3000000000000001E-4,2.4000000000000001E-4,2.5999999999999998E-4,2.7E-4,2.9E-4,2.9999999999999997E-4,3.2000000000000003E-4,3.4000000000000002E-4,3.6000000000000002E-4,3.8000000000000002E-4,4.0999999999999999E-4,4.2999999999999999E-4,4.6000000000000001E-4,4.8000000000000001E-4]
[null,null,"Vietnam",{"$f":"ROUND(HistVREShare!$BF147,5)","v":7.6999999999999996E-4},{"$f":"INDEX(y_NP,MATCH(D294,y_NP,1)+(E$153-D$153))","v":8.0999999999999996E-4},8.5999999999999998E-4,9.1E-4,9.6000000000000002E-4,1.0200000000000001E-3,1.08E-3,1.14E-3,1.2099999999999999E-3,1.2800000000000001E-3,1.3500000000000001E-3,1.4300000000000001E-3,1.5200000000000001E-3,1.6000000000000001E-3,1.6999999999999999E-3,1.8E-3,1.9E-3,2.0200000000000001E-3,2.1299999999999999E-3,2.2599999999999999E-3,2.3900000000000002E-3,2.5300000000000001E-3,2.6800000000000001E-3,2.8400000000000001E-3,3.0000000000000001E-3,3.1800000000000001E-3,3.3700000000000002E-3,3.5599999999999998E-3,3.7699999999999999E-3,3.9899999999999996E-3,4.2199999999999998E-3,4.47E-3,4.7299999999999998E-3,5.0000000000000001E-3,5.2900000000000004E-3,5.5999999999999999E-3]
[null,null,"Yemen",{"$f":"ROUND(HistVREShare!$BF148,5)","v":9.1240000000000002E-2},{"$f":"INDEX(y_NP,MATCH(D295,y_NP,1)+(E$153-D$153))","v":9.2759999999999995E-2},9.6479999999999996E-2,0.10027,0.10414,0.10808,0.11208,0.11613999999999999,0.12025,0.12441000000000001,0.12861,0.13285,0.13711000000000001,0.1414,0.14568999999999999,0.15,0.15431,0.15859999999999999,0.16289000000000001,0.16714999999999999,0.17138999999999999,0.17559,0.17974999999999999,0.18386,0.18792,0.19192000000000001,0.19586000000000001,0.19972999999999999,0.20352000000000001,0.20724000000000001,0.21088000000000001,0.21443999999999999,0.21790000000000001,0.22128,0.22456999999999999,0.22777]
[null,null,"Zambia",{"$f":"ROUND(HistVREShare!$BF149,5)","v":0},{"$f":"INDEX(y_NP,MATCH(D296,y_NP,1)+(E$153-D$153))","v":1.0000000000000001E-5},2.0000000000000002E-5,3.0000000000000001E-5,4.0000000000000003E-5,5.0000000000000002E-5,6.0000000000000002E-5,6.9999999999999994E-5,8.0000000000000007E-5,9.0000000000000006E-5,1E-4,1.1E-4,1.2E-4,1.2999999999999999E-4,1.3999999999999999E-4,1.4999999999999999E-4,1.6000000000000001E-4,1.7000000000000001E-4,1.8000000000000001E-4,1.9000000000000001E-4,2.0000000000000001E-4,2.2000000000000001E-4,2.3000000000000001E-4,2.4000000000000001E-4,2.5999999999999998E-4,2.7E-4,2.9E-4,2.9999999999999997E-4,3.2000000000000003E-4,3.4000000000000002E-4,3.6000000000000002E-4,3.8000000000000002E-4,4.0999999999999999E-4,4.2999999999999999E-4,4.6000000000000001E-4,4.8000000000000001E-4]
[null,null,"Zimbabwe",{"$f":"ROUND(HistVREShare!$BF150,5)","v":0},{"$f":"INDEX(y_NP,MATCH(D297,y_NP,1)+(E$153-D$153))","v":1.0000000000000001E-5},2.0000000000000002E-5,3.0000000000000001E-5,4.0000000000000003E-5,5.0000000000000002E-5,6.0000000000000002E-5,6.9999999999999994E-5,8.0000000000000007E-5,9.0000000000000006E-5,1E-4,1.1E-4,1.2E-4,1.2999999999999999E-4,1.3999999999999999E-4,1.4999999999999999E-4,1.6000000000000001E-4,1.7000000000000001E-4,1.8000000000000001E-4,1.9000000000000001E-4,2.0000000000000001E-4,2.2000000000000001E-4,2.3000000000000001E-4,2.4000000000000001E-4,2.5999999999999998E-4,2.7E-4,2.9E-4,2.9999999999999997E-4,3.2000000000000003E-4,3.4000000000000002E-4,3.6000000000000002E-4,3.8000000000000002E-4,4.0999999999999999E-4,4.2999999999999999E-4,4.6000000000000001E-4,4.8000000000000001E-4]
[null,null,"Other",{"$f":"ROUND(HistVREShare!$BF151,5)","v":0},{"$f":"INDEX(y_NP,MATCH(D298,y_NP,1)+(E$153-D$153))","v":1.0000000000000001E-5},2.0000000000000002E-5,3.0000000000000001E-5,4.0000000000000003E-5,5.0000000000000002E-5,6.0000000000000002E-5,6.9999999999999994E-5,8.0000000000000007E-5,9.0000000000000006E-5,1E-4,1.1E-4,1.2E-4,1.2999999999999999E-4,1.3999999999999999E-4,1.4999999999999999E-4,1.6000000000000001E-4,1.7000000000000001E-4,1.8000000000000001E-4,1.9000000000000001E-4,2.0000000000000001E-4,2.2000000000000001E-4,2.3000000000000001E-4,2.4000000000000001E-4,2.5999999999999998E-4,2.7E-4,2.9E-4,2.9999999999999997E-4,3.2000000000000003E-4,3.4000000000000002E-4,3.6000000000000002E-4,3.8000000000000002E-4,4.0999999999999999E-4,4.2999999999999999E-4,4.6000000000000001E-4,4.8000000000000001E-4]
[]
[]
[null,null,null,"GP","NP"]
[null,null,"amp",0.7,0.3]
[null,null,"beta",{"$f":"BackgroundCalculations!D35","v":0.17226643654085633},{"$f":"D303/3","v":5.7422145513618773E-2}]
[]
[null,null,"x","y_GP","y_NP"]
[null,null,{"$f":"C307-1","v":-230},{"$f":"ROUND($D$302/(1+EXP(-$D$303*$C306)),5)","v":0},{"$f":"ROUND($E$302/(1+EXP(-$E$303*$C306)),5)","v":0}]
[null,null,-229,{"$f":"ROUND($D$302/(1+EXP(-$D$303*$C307)),5)","v":0},{"$f":"ROUND($E$302/(1+EXP(-$E$303*$C307)),5)","v":0}]
[null,null,-228,0,0]
[null,null,-227,0,0]
[null,null,-226,0,0]
[null,null,-225,0,0]
[null,null,-224,0,0]
[null,null,-223,0,0]
[null,null,-222,0,0]
[null,null,-221,0,0]
[null,null,-220,0,0]
[null,null,-219,0,0]
[null,null,-218,0,0]
[null,null,-217,0,0]
[null,null,{"$f":"C321-1","v":-216},0,0]
[null,null,-215,0,0]
[null,null,-214,0,0]
[null,null,-213,0,0]
[null,null,-212,0,0]
[null,null,-211,0,0]
[null,null,-210,0,0]
[null,null,-209,0,0]
[null,null,-208,0,0]
[null,null,-207,0,0]
[null,null,-206,0,0]
[null,null,-205,0,0]
[null,null,-204,0,0]
[null,null,-203,0,0]
[null,null,-202,0,0]
[null,null,-201,0,0]
[null,null,-200,0,0]
[null,null,-199,0,0]
[null,null,-198,0,0]
[null,null,-197,0,0]
[null,null,-196,0,0]
[null,null,-195,0,0]
[null,null,-194,0,0]
[null,null,-193,0,0]
[null,null,-192,0,0]
[null,null,-191,0,1.0000000000000001E-5]
[null,null,-190,0,1.0000000000000001E-5]
[null,null,-189,0,1.0000000000000001E-5]
[null,null,-188,0,1.0000000000000001E-5]
[null,null,-187,0,1.0000000000000001E-5]
[null,null,-186,0,1.0000000000000001E-5]
[null,null,-185,0,1.0000000000000001E-5]
[null,null,-184,0,1.0000000000000001E-5]
[null,null,-183,0,1.0000000000000001E-5]
[null,null,-182,0,1.0000000000000001E-5]
[null,null,-181,0,1.0000000000000001E-5]
[null,null,-180,0,1.0000000000000001E-5]
[null,null,-179,0,1.0000000000000001E-5]
[null,null,-178,0,1.0000000000000001E-5]
[null,null,{"$f":"C360-1","v":-177},0,1.0000000000000001E-5]
[null,null,-176,0,1.0000000000000001E-5]
[null,null,-175,0,1.0000000000000001E-5]
[null,null,-174,0,1.0000000000000001E-5]
[null,null,-173,0,1.0000000000000001E-5]
[null,null,-172,0,2.0000000000000002E-5]
[null,null,-171,0,2.0000000000000002E-5]
[null,null,-170,0,2.0000000000000002E-5]
[null,null,-169,0,2.0000000000000002E-5]
[null,null,-168,0,2.0000000000000002E-5]
[null,null,-167,0,2.0000000000000002E-5]
[null,null,-166,0,2.0000000000000002E-5]
[null,null,-165,{"$f":"ROUND($D$302/(1+EXP(-$D$303*$C371)),5)","v":0},{"$f":"ROUND($E$302/(1+EXP(-$E$303*$C371)),5)","v":2.0000000000000002E-5}]
[null,null,-164,0,2.0000000000000002E-5]
[null,null,-163,0,3.0000000000000001E-5]
[null,null,{"$f":"C375-1","v":-162},0,3.0000000000000001E-5]
[null,null,-161,0,3.0000000000000001E-5]
[null,null,-160,0,3.0000000000000001E-5]
[null,null,-159,0,3.0000000000000001E-5]
[null,null,-158,0,3.0000000000000001E-5]
[null,null,-157,0,4.0000000000000003E-5]
[null,null,-156,0,4.0000000000000003E-5]
[null,null,-155,0,4.0000000000000003E-5]
[null,null,-154,0,4.0000000000000003E-5]
[null,null,-153,0,5.0000000000000002E-5]
[null,null,-152,0,5.0000000000000002E-5]
[null,null,-151,0,5.0000000000000002E-5]
[null,null,-150,0,5.0000000000000002E-5]
[null,null,-149,0,6.0000000000000002E-5]
[null,null,-148,0,6.0000000000000002E-5]
[null,null,-147,0,6.0000000000000002E-5]
[null,null,-146,0,6.9999999999999994E-5]
[null,null,-145,0,6.9999999999999994E-5]
[null,null,-144,0,8.0000000000000007E-5]
[null,null,-143,0,8.0000000000000007E-5]
[null,null,-142,0,9.0000000000000006E-5]
[null,null,-141,0,9.0000000000000006E-5]
[null,null,-140,0,1E-4]
[null,null,-139,0,1E-4]
[null,null,-138,0,1.1E-4]
[null,null,{"$f":"C400-1","v":-137},0,1.1E-4]
[null,null,-136,0,1.2E-4]
[null,null,-135,0,1.2999999999999999E-4]
[null,null,-134,0,1.3999999999999999E-4]
[null,null,-133,0,1.3999999999999999E-4]
[null,null,-132,0,1.4999999999999999E-4]
[null,null,-131,0,1.6000000000000001E-4]
[null,null,-130,0,1.7000000000000001E-4]
[null,null,-129,0,1.8000000000000001E-4]
[null,null,-128,0,1.9000000000000001E-4]
[null,null,-127,0,2.0000000000000001E-4]
[null,null,-126,0,2.2000000000000001E-4]
[null,null,-125,0,2.3000000000000001E-4]
[null,null,-124,0,2.4000000000000001E-4]
[null,null,-123,0,2.5999999999999998E-4]
[null,null,-122,0,2.7E-4]
[null,null,-121,0,2.9E-4]
[null,null,-120,0,2.9999999999999997E-4]
[null,null,-119,0,3.2000000000000003E-4]
[null,null,-118,0,3.4000000000000002E-4]
[null,null,-117,0,3.6000000000000002E-4]
[null,null,-116,0,3.8000000000000002E-4]
[null,null,-115,0,4.0999999999999999E-4]
[null,null,-114,0,4.2999999999999999E-4]
[null,null,-113,0,4.6000000000000001E-4]
[null,null,-112,0,4.8000000000000001E-4]
[null,null,-111,0,5.1000000000000004E-4]
[null,null,{"$f":"C427-1","v":-110},0,5.4000000000000001E-4]
[null,null,-109,0,5.6999999999999998E-4]
[null,null,-108,0,6.0999999999999997E-4]
[null,null,-107,0,6.4000000000000005E-4]
[null,null,-106,0,6.8000000000000005E-4]
[null,null,-105,0,7.2000000000000005E-4]
[null,null,-104,0,7.6000000000000004E-4]
[null,null,-103,0,8.0999999999999996E-4]
[null,null,-102,0,8.5999999999999998E-4]
[null,null,-101,{"$f":"ROUND($D$302/(1+EXP(-$D$303*$C435)),5)","v":0},{"$f":"ROUND($E$302/(1+EXP(-$E$303*$C435)),5)","v":9.1E-4}]
[null,null,-100,0,9.6000000000000002E-4]
[null,null,-99,0,1.0200000000000001E-3]
[null,null,-98,0,1.08E-3]
[null,null,-97,0,1.14E-3]
[null,null,-96,0,1.2099999999999999E-3]
[null,null,-95,0,1.2800000000000001E-3]
[null,null,-94,0,1.3500000000000001E-3]
[null,null,-93,0,1.4300000000000001E-3]
[null,null,-92,0,1.5200000000000001E-3]
[null,null,-91,0,1.6000000000000001E-3]
[null,null,{"$f":"C447-1","v":-90},0,1.6999999999999999E-3]
[null,null,-89,0,1.8E-3]
[null,null,-88,0,1.9E-3]
[null,null,-87,0,2.0200000000000001E-3]
[null,null,-86,0,2.1299999999999999E-3]
[null,null,-85,0,2.2599999999999999E-3]
[null,null,-84,0,2.3900000000000002E-3]
[null,null,-83,0,2.5300000000000001E-3]
[null,null,-82,0,2.6800000000000001E-3]
[null,null,-81,0,2.8400000000000001E-3]
[null,null,-80,0,3.0000000000000001E-3]
[null,null,-79,0,3.1800000000000001E-3]
[null,null,{"$f":"C459-1","v":-78},0,3.3700000000000002E-3]
[null,null,-77,0,3.5599999999999998E-3]
[null,null,-76,0,3.7699999999999999E-3]
[null,null,-75,0,3.9899999999999996E-3]
[null,null,-74,0,4.2199999999999998E-3]
[null,null,{"$f":"C464-1","v":-73},0,4.47E-3]
[null,null,-72,0,4.7299999999999998E-3]
[null,null,-71,0,5.0000000000000001E-3]
[null,null,-70,0,5.2900000000000004E-3]
[null,null,-69,0,5.5999999999999999E-3]
[null,null,-68,1.0000000000000001E-5,5.9199999999999999E-3]
[null,null,{"$f":"C470-1","v":-67},1.0000000000000001E-5,6.2700000000000004E-3]
[null,null,-66,1.0000000000000001E-5,6.6299999999999996E-3]
[null,null,-65,1.0000000000000001E-5,7.0099999999999997E-3]
[null,null,-64,1.0000000000000001E-5,7.4200000000000004E-3]
[null,null,-63,1.0000000000000001E-5,7.8399999999999997E-3]
[null,null,-62,2.0000000000000002E-5,8.2900000000000005E-3]
[null,null,-61,2.0000000000000002E-5,8.77E-3]
[null,null,-60,2.0000000000000002E-5,9.2700000000000005E-3]
[null,null,-59,3.0000000000000001E-5,9.7999999999999997E-3]
[null,null,-58,3.0000000000000001E-5,1.0359999999999999E-2]
[null,null,-57,4.0000000000000003E-5,1.095E-2]
[null,null,-56,5.0000000000000002E-5,1.157E-2]
[null,null,-55,5.0000000000000002E-5,1.223E-2]
[null,null,{"$f":"C483-1","v":-54},6.0000000000000002E-5,1.2919999999999999E-2]
[null,null,{"$f":"-duration_1","v":-53},8.0000000000000007E-5,1.3650000000000001E-2]
[null,null,{"$f":"C483+1","v":-52},9.0000000000000006E-5,1.4420000000000001E-2]
[null,null,{"$f":"C484+1","v":-51},1.1E-4,1.523E-2]
[null,null,-50,1.2999999999999999E-4,1.6080000000000001E-2]
[null,null,-49,1.4999999999999999E-4,1.6979999999999999E-2]
[null,null,-48,1.8000000000000001E-4,1.7919999999999998E-2]
[null,null,-47,2.1000000000000001E-4,1.891E-2]
[null,null,-46,2.5000000000000001E-4,1.9959999999999999E-2]
[null,null,-45,2.9999999999999997E-4,2.1049999999999999E-2]
[null,null,-44,3.6000000000000002E-4,2.2200000000000001E-2]
[null,null,-43,4.2000000000000002E-4,2.341E-2]
[null,null,-42,5.0000000000000001E-4,2.4680000000000001E-2]
[null,null,-41,5.9999999999999995E-4,2.6020000000000001E-2]
[null,null,-40,7.1000000000000002E-4,2.741E-2]
[null,null,-39,8.4000000000000003E-4,2.8879999999999999E-2]
[null,null,-38,1E-3,3.041E-2]
[null,null,-37,{"$f":"ROUND($D$302/(1+EXP(-$D$303*$C499)),5)","v":1.1900000000000001E-3},{"$f":"ROUND($E$302/(1+EXP(-$E$303*$C499)),5)","v":3.202E-2}]
[null,null,-36,1.42E-3,3.3700000000000001E-2]
[null,null,-35,1.6800000000000001E-3,3.5450000000000002E-2]
[null,null,-34,2E-3,3.7289999999999997E-2]
[null,null,-33,2.3700000000000001E-3,3.9199999999999999E-2]
[null,null,-32,2.81E-3,4.1200000000000001E-2]
[null,null,-31,3.3400000000000001E-3,4.3290000000000002E-2]
[null,null,-30,3.96E-3,4.546E-2]
[null,null,-29,4.7000000000000002E-3,4.7719999999999999E-2]
[null,null,-28,5.5799999999999999E-3,5.0070000000000003E-2]
[null,null,-27,6.62E-3,5.2510000000000001E-2]
[null,null,-26,7.8499999999999993E-3,5.5039999999999999E-2]
[null,null,-25,9.3100000000000006E-3,5.7669999999999999E-2]
[null,null,-24,1.103E-2,6.0389999999999999E-2]
[null,null,-23,1.307E-2,6.3210000000000002E-2]
[null,null,-22,1.5469999999999999E-2,6.6119999999999998E-2]
[null,null,-21,1.83E-2,6.9129999999999997E-2]
[null,null,-20,2.164E-2,7.2230000000000003E-2]
[null,null,-19,2.555E-2,7.5429999999999997E-2]
[null,null,-18,3.015E-2,7.8719999999999998E-2]
[null,null,-17,3.5529999999999999E-2,8.2100000000000006E-2]
[null,null,-16,4.181E-2,8.5559999999999997E-2]
[null,null,-15,4.9119999999999997E-2,8.9120000000000005E-2]
[null,null,-14,5.7599999999999998E-2,9.2759999999999995E-2]
[null,null,-13,6.7379999999999995E-2,9.6479999999999996E-2]
[null,null,-12,7.8630000000000005E-2,0.10027]
[null,null,-11,9.1480000000000006E-2,0.10414]
[null,null,-10,0.10607,0.10808]
[null,null,-9,0.12252,0.11208]
[null,null,-8,0.14091999999999999,0.11613999999999999]
[null,null,-7,0.1613,0.12025]
[null,null,-6,0.18367,0.12441000000000001]
[null,null,-5,0.20794000000000001,0.12861]
[null,null,-4,0.23397000000000001,0.13285]
[null,null,-3,0.26151999999999997,0.13711000000000001]
[null,null,-2,0.2903,0.1414]
[null,null,-1,0.31992999999999999,0.14568999999999999]
[null,null,0,0.35,0.15]
[null,null,1,0.38007000000000002,0.15431]
[null,null,2,0.40970000000000001,0.15859999999999999]
[null,null,3,0.43847999999999998,0.16289000000000001]
[null,null,4,0.46603,0.16714999999999999]
[null,null,5,0.49206,0.17138999999999999]
[null,null,6,0.51632999999999996,0.17559]
[null,null,7,0.53869999999999996,0.17974999999999999]
[null,null,8,0.55908000000000002,0.18386]
[null,null,9,0.57747999999999999,0.18792]
[null,null,10,0.59392999999999996,0.19192000000000001]
[null,null,11,0.60851999999999995,0.19586000000000001]
[null,null,12,0.62136999999999998,0.19972999999999999]
[null,null,{"$f":"C548+1","v":13},0.63261999999999996,0.20352000000000001]
[null,null,14,0.64239999999999997,0.20724000000000001]
[null,null,15,0.65088000000000001,0.21088000000000001]
[null,null,16,0.65819000000000005,0.21443999999999999]
[null,null,17,0.66447000000000001,0.21790000000000001]
[null,null,18,0.66984999999999995,0.22128]
[null,null,19,0.67444999999999999,0.22456999999999999]
[null,null,20,0.67835999999999996,0.22777]
[null,null,21,0.68169999999999997,0.23086999999999999]
[null,null,22,0.68452999999999997,0.23388]
[null,null,23,0.68693000000000004,0.23679]
[null,null,24,0.68896999999999997,0.23960999999999999]
[null,null,25,0.69069000000000003,0.24232999999999999]
[null,null,26,0.69215000000000004,0.24496000000000001]
[null,null,27,{"$f":"ROUND($D$302/(1+EXP(-$D$303*$C563)),5)","v":0.69338},{"$f":"ROUND($E$302/(1+EXP(-$E$303*$C563)),5)","v":0.24748999999999999}]
[null,null,28,0.69442000000000004,0.24993000000000001]
[null,null,29,0.69530000000000003,0.25228]
[null,null,30,0.69603999999999999,0.25453999999999999]
[null,null,31,0.69665999999999995,0.25670999999999999]
[null,null,32,0.69718999999999998,0.25879999999999997]
[null,null,33,0.69762999999999997,0.26079999999999998]
[null,null,34,0.69799999999999995,0.26271]
[null,null,35,0.69832000000000005,0.26455000000000001]
[null,null,36,0.69857999999999998,0.26629999999999998]
[null,null,37,0.69881000000000004,0.26798]
[null,null,38,0.69899999999999995,0.26959]
[null,null,39,0.69916,0.27112000000000003]
[null,null,40,0.69928999999999997,0.27259]
[null,null,41,0.69940000000000002,0.27398]
[null,null,42,0.69950000000000001,0.27532000000000001]
[null,null,43,0.69957999999999998,0.27659]
[null,null,44,0.69964000000000004,0.27779999999999999]
[null,null,45,0.69969999999999999,0.27894999999999998]
[null,null,46,0.69974999999999998,0.28004000000000001]
[null,null,47,0.69979000000000002,0.28109000000000001]
[null,null,48,0.69982,0.28208]
[null,null,49,0.69984999999999997,0.28301999999999999]
[null,null,50,0.69986999999999999,0.28392000000000001]
[null,null,51,0.69989000000000001,0.28477000000000002]
[null,null,52,0.69991000000000003,0.28558]
[null,null,53,0.69991999999999999,0.28634999999999999]
[null,null,54,0.69994000000000001,0.28708]
[null,null,55,0.69994999999999996,0.28777000000000003]
[null,null,56,0.69994999999999996,0.28843000000000002]
[null,null,57,0.69996000000000003,0.28904999999999997]
[null,null,58,0.69996999999999998,0.28964000000000001]
[null,null,59,0.69996999999999998,0.29020000000000001]
[null,null,60,0.69998000000000005,0.29072999999999999]
[null,null,61,0.69998000000000005,0.29122999999999999]
[null,null,62,0.69998000000000005,0.29171000000000002]
[null,null,63,0.69999,0.29215999999999998]
[null,null,64,0.69999,0.29258000000000001]
[null,null,65,0.69999,0.29298999999999997]
[null,null,66,0.69999,0.29337000000000002]
[null,null,67,0.69999,0.29372999999999999]
[null,null,68,0.69999,0.29408000000000001]
[null,null,69,0.7,0.2944]
[null,null,70,0.7,0.29471000000000003]
[null,null,71,0.7,0.29499999999999998]
[null,null,72,0.7,0.29526999999999998]
[null,null,73,0.7,0.29553000000000001]
[null,null,74,0.7,0.29577999999999999]
[null,null,75,0.7,0.29601]
[null,null,76,0.7,0.29622999999999999]
[null,null,{"$f":"C612+1","v":77},0.7,0.29643999999999998]
[null,null,78,0.7,0.29663]

{"sheet":"Default>>","index":8,"n_rows":0,"n_cols":0,"rows_kept":0,"cut":false,"hidden":false,"merged":[]}

{"sheet":"Default_InputData","index":9,"n_rows":73,"n_cols":24,"rows_kept":73,"cut":false,"hidden":false,"merged":[[23,5,24,5],[8,12,8,13],[8,9,8,10],[10,5,11,5],[13,5,15,5],[21,9,21,10],[21,12,21,13],[72,18,72,20],[36,9,36,10],[36,12,36,13],[26,5,28,5],[40,5,41,5]]}
[]
[null,null,null,null,"Default Input Data"]
[null,null,null,null,"This sheet contains default input data for G20 countries (excl EU)"]
[]
[null,null,null,null,"Reference values"]
[null,null,null,null,null,null,"Default_RefValues_Variable"]
[null,null,null,null,"Policies affecting the ceiling of VRE share"]
[]
[null,null,null,null,null,"Category and indicators",null,"Scoring",null,"Reference values for: Good practice",null,null,"Reference values for: No policy",null,null,"Weight",null,"Source"]
[]
[null,null,null,null,null,"Long-term vision & strategic policies toward energy system transition","Long-term transition plan for the electricity system","[0,25,50,75,100]\n\n100: A binding, ambitious and concrete strategy for power sector decarbonisation exists\n75: A binding and ambitious long-term transition strategy exists but lacks concreteness\n50: A binding strategy in place but lacks both ambition and concreteness\n25: No 2050 plan but a post-2020 RE strategy exists\n0: Policy cliff-edge after 2020 (RE strategy)\n\nThe score is halved when there is no concrete strategy to reduce electricity demand consistent with the power sector decarbonisation\n\n“Binding”: Submitted mid-century strategies to UNFCCC complemented with national information \n“Ambitious”: full-decarbonisation of the power sector mentioned in the strategy\n“Concrete”: sector roll-out, intermediate targets etc",null,100,"A binding, ambitious and concrete strategy for power sector decarbonisation exists",null,0,"Policy cliff-edge after 2020 (RE strategy)",null,0.17,null,"(NewClimate Institute, Germanwatch and Allianz SE, 2018) Category:1.2"]
[null,null,null,null,null,null,"Long-term RE target ambition","[0-100]\n100: Target on trajectory towards 100% renewables in 2050  \n1-99: Scaled\n0: Equal or lower than reference development of 1% increase per year or no target",null,100," Target on trajectory towards 100% renewables in 2050  ",null,0,"Equal or lower than reference development of 1% increase per year or no target",null,0.17,null,"(NewClimate Institute, Germanwatch and Allianz SE, 2018) Category:1.1"]
[]
[null,null,null,null,null,"System integration: non-market measures","VRE in grid codes","[0,100]\n\n100: Yes \n0: No ",null,100,"Yes, VRE are included in existing grid codes and/ or separate grid codes for VRE exist ",null,0,"No, VRE are not included in existing grid codes and/ or separate grid codes for VRE do not exist",null,0.11,null,"(NewClimate Institute, Germanwatch and Allianz SE, 2018). Category:3.2"]
[null,null,null,null,null,null,"Support schemes for demand-side management (DSM)","[0,50,100]\n\n100: Both market based and regulatory DSM policies are present \n50: Only market or regulatory DSM policies are present \n0: No policy present ",null,100,"Both market based and regulatory DSM policies are present ",null,0,"No policy present",null,0.11,null,"(NewClimate Institute, Germanwatch and Allianz SE, 2018). Category:3.3"]
[null,null,null,null,null,null,"Storage promotion & flexible supply-side policies","[0,100]\n\n100: Yes \n0: No ",null,100,"Yes, a national policy, roadmap, strategic plan or guidance on the promotion of energy storage exists and has been (at least partially) implemented",null,0,"No national policy, roadmap, strategic plan or guidance on the promotion of energy storage exists nor has been implemented.",null,0.11,null,"(NewClimate Institute, Germanwatch and Allianz SE, 2018). Category:3.1"]
[]
[null,null,null,null,null,"System integration: markets measures",{"$f":"F18","v":"System integration: markets measures"},"[0,50,100]\n\n100: Flexible markets AND capacity mechanism\n50: Flexible markets OR capacity mechanism\n0: None",null,100,"Flexible markets AND capacity mechanism",null,0,"No flexible markets nor capacity mechanism","RefValCeilingFactors",0.33,null,"  (Veselov et al., 2008; De Souza and Legey, 2008; Maloney, 2013; Pineau, 2013; The World Bank, 2015; Bose, Gupta and Kumar, 2015; Energienet DK, 2015; REPORT ELECTRICITY MARKET REFORM IN SOUTHERN AFRICA, 2016; Market Observatory for Energy of the European Commission, 2016; Milligan and Madan, 2016; pwc, 2016; U.S. Trade and Development Agency, 2016; Vanadzina and Gore, 2016; FUNDACION DE INVESTIGACIONES ECONOMICAS LATINOAMERICANAS, 2017; Herbert Smith Freehills, 2017; Rioux et al., 2017; Saddler, 2017; Wafa, 2017; Yu et al., 2017; Botterud, 2017; Alberta Government, 2018; export.gov, 2018; Paik, 2018; Pamuk, 2018; Australian Government Department of the Environment and Energy, 2018; Shah, 2018; AutoGrid, 2018; Climate Policy Initiative, 2018; Demirkan, Ildiri and Mercan, 2018) "]
[]
[null,null,null,null,"Policies affecting the pace of growth of VRE share"]
[]
[null,null,null,null,null,"Category and indicators",null,"Scoring",null,"Reference values for: Good practice",null,null,"Reference values for: No policy",null,null,"Weight",null,"Source"]
[]
[null,null,null,null,null,"Mid-term strategic policies toward energy system transition","Mid-term RE target ambition","[0-100]\nNormalization of mid-term RE target between good practice and no policy curves.\n\n100: the mid-term RE target level (in terms of %-share in total generation) equals the country-specific good practice scenario curve level\n0: the mid-term RE target level (in terms of %-share in total generation) equals the country-specific no-policy scenario curve level",null,100,"2030 target alligned 100% with good practice curve.\nThe mid-term RE target level (in terms of %-share in total generation) equals the country-specific good practice scenario curve level.",null,0,"2030 target not alligned to good practice curve.\nThe mid-term RE target level (in terms of %-share in total generation) equals the country-specific no-policy scenario curve level.",null,0.1]
[null,null,null,null,null,null,"Policies to level the playing field: shift away from coal/oil","[0,50,100]\n\n100: A coal and/or oil phase-out date is agreed \n50: No coal and/or oil phase out plan agreed yet but country has been vocal about its commitment to phase out (e.g. in international coalitions such as powering-past coal alliance) \n0: Continued emphasis on coal/oil-based generation\n\n‘Agreed’ – announced + part of a legal process (executive order, parliament decision etc.)",null,100," A coal and/or oil phase-out date is agreed and fixed",null,0,"Continued emphasis on coal/oil-based generation",null,0.1,null,"(NewClimate Institute, Germanwatch and Allianz SE, 2018). Category:1.3"]
[]
[null,null,null,null,null,"Direct RE support policies","Direct support policies (RPS and feed-in schemes, tax measures)","[0,25,50,75,100]\n\n100: Favourable support policies exist for ALL  4 major renewables (= small and large scale solar, onshore and offshore wind) and are complemented by conducive financial support policies and measures to mitigate financial risks i.e. all 5 support conditions are in place\n75: Either favourable support policies exist for only 3 renewable energy technologies with complementary financial support policies Or support policies exist for all 4 renewables but without complementary financial support policies and measures to mitigate financial risks i.e. only 4 of the 5 policy support conditions are met\n50: Only an initial policy support exists (i.e. support policies cover less than 3 technologies and/or policy support is technology neutral) but with complementary conducive financial support policies \n25: Only an initial policy support exists (i.e. support policies cover less than 3 technologies and/or policy support is technology neutral) but without complementary conducive financial support policies \n0: No support for renewables / support announced but not yet implemented / Support schemes in place do not necessarily provide sufficient incentives to level the playing field for renewables against fossil fuel-fired technologies (e.g. only tax breaks and accelerated depreciation without other policies) \n\nTo check ‘favorability’, check if RPS/RPO/Auctions/FiTs/FIPs are present for the following technologies: large and small PV and on-and off-shore wind (exception: include technologies that are critical in specific country contexts e.g. geothermal in Indonesia). \n\nFor conducive finance policies, look for examples of priority sector lending, differentiated interest rates, dedicated funding mechanisms and/or green bonds issuance guidelines in the country. Other measures to mitigate financial risks in a developer’s remuneration profile, look for presence of additional guarantees etc. are also considered on case to case basis.",null,100,"Favourable support policies exist for ALL  4 major renewables (= small and large scale solar, onshore and offshore wind) and are complemented by conducive financial support policies and measures to mitigate financial risks i.e. all 5 support conditions are in place",null,0,"No support for renewables / support announced but not yet implemented / Support schemes in place do not necessarily provide sufficient incentives to level the playing field for renewables against fossil fuel-fired technologies (e.g. only tax breaks and accelerated depreciation without other policies) ",null,0.2,null,"(NewClimate Institute, Germanwatch and Allianz SE, 2018). Category:2.1"]
[null,null,null,null,null,null,"Reliability of RE policies","[0-100]\n\nFluctuation of support measured by standard deviation of CCPI Energy Scores 2012-2018 on a 0 – 100 scale multiplied with CCPI Energy Scores 2012-2018 \n\nExpert judgment on party consensus regarding ambitious renewable energy policies (also on a 0 - 100 scale",null,100,"Favourable support for RE policies",null,0,"No support for RE policies",null,0.2,null,"(NewClimate Institute, Germanwatch and Allianz SE, 2018). Category:1.4"]
[null,null,null,null,null,null,"Ensuring realization","[0,50,75,100]\n\n100: Ensuring the projects are really implemented\nE.g. for auctions:  (1) Pre-defined realisation periods in policy schedules exist, (2) pre-qualification requirements can help identify “serious” bids and eliminate projects with low realisation probability (3) effective penalties for non-realisation.\nFor FITs always given (generally do not have a similar need)\n75: For auctions: two of the three above\n50: For auctions: one of the three above\n0: None of the above",null,100,"Ensuring the projects are really implemented\nE.g. for auctions:  (1) Pre-defined realisation periods in policy schedules exist, (2) pre-qualification requirements can help identify “serious” bids and eliminate projects with low realisation probability (3) effective penalties for non-realisation.\nFor FITs always given (generally do not have a similar need)",null,0,"Projects are not implemented","RefValGrowthFactors",0.2,null,"(NewClimate Institute, Germanwatch and Allianz SE, 2018). Category:2.2"]
[]
[null,null,null,null,null,"Energy Efficiency","Energy efficiency policy","[Absolute scoring 0 to 100]",null,100,"No national efforts on energy efficiency or energy efficiency policies in the buildings, industry and transport sectors exist.\n\nNational efforts consider the following policies (and metrics): energy productivity, change in energy intensity, efficiency in thermal power plants, mandatory saving goas, tax credits and loan programmes, energy efficiency spending, and energy efficiency research and development spending.",null,0,"Maximum number of energy efficiency policies in the buildings, industry, and transport sectors are present in a country. Additionally, national efforts on energy efficiency exist.\n\nNational efforts consider the following policies (and metrics): energy productivity, change in energy intensity, efficiency in thermal power plants, mandatory saving goas, tax credits and loan programmes, energy efficiency spending, and energy efficiency research and development spending.",null,0.2,null,"2018 International energy efficiency scorecard ACEEE (total score) (Castro-Alvarez et al., 2018)"]
[]
[]
[]
[null,null,null,null,"Barriers to the pace of growth"]
[]
[null,null,null,null,null,"Category and indicators",null,"Scoring",null,"Reference values for: Good practice",null,null,"Reference values for: No policy",null,null,"Weight",null,"Source"]
[]
[null,null,null,null,null,"Mid-term strategic policies toward energy system transition","Fossil fuel production","[0-100]\nIndexed. Self sufficiency: in coal & gas production / coal & gas consumption\n\n100: The country produced 100% or more of coal and gas consumed domestically in 2016. \n0: The country produced no coal or gas domestically in 2016. ",null,100,"High self suffiency\n\nThe country produced more coal and gas than it consumed domestically in 2016.",null,0,"No self sufficiency\n\nThe country produced no coal or gas domestically in 2016.",null,0.05]
[]
[null,null,null,null,null,"Direct RE support policies","Administrative procedures - Permit granting procedures","[0,50,100]\n\n100: Streamlined procedures for permitting renewable energy projects speed up uptake\n50: Standard administrative procedures or no information \n0: Bureaucratic and in transparent procedures are inhibitory. ",null,100,"Bureaucratic and in transparent procedures are inhibitory",null,0,"Streamlined procedures for permitting renewable energy projects speed up uptake",null,0.05,null,"(NewClimate Institute, Germanwatch and Allianz SE, 2018)"]
[null,null,null,null,null,null,"Administrative procedures - Siting / zoning","[0,50,100]\n\n100: The country has carried out strategic planning or produced zoning guidance to inform the commercial development of both solar AND wind resources.\n50: The country has carried out strategic planning or produced zoning guidance to inform the commercial development of both solar OR wind resources.\n0: The country has carried out NO strategic planning or produced zoning guidance to inform the commercial development of solar and wind resources.",null,100,"The country has carried out NO strategic planning or produced zoning guidance to inform the commercial development of solar and wind resources.",null,0,"The country has carried out strategic planning or produced zoning guidance to inform the commercial development of both solar AND wind resources.","RefValsGrowthBarriers",0.05,null,"(Worldbank, 2017)"]
[]
[]
[null,null,null,null,"Optional barriers"]
[]
[null,null,null,null,null,"General investing conditions","Financial & non-financial determinants and macroeconomic fundamentals","[0-100]\n\n0: Optimal general investment conditions based on macro economic and governance indicators.\n100: Bad general investment conditions based on macro economic and governance indicators.\n\nBased on category 5 of the Allianz Energy and Climate Monitor 2018",null,100,"Bad general investment conditions based on macro economic and governance indicators",null,0,"Optimal general investment conditions based on macro economic and governance indicators","RefValsOptionalBarriers",0.05,null,"(NewClimate Institute, Germanwatch and Allianz SE, 2018). Category:5"]
[]
[null,null,null,null,"Country Data"]
[]
[]
[null,"CountryGroup","Country + Scenario","Scenario","Country",{"$f":"G11","v":"Long-term transition plan for the electricity system"},{"$f":"G12","v":"Long-term RE target ambition"},{"$f":"G14","v":"VRE in grid codes"},{"$f":"G15","v":"Support schemes for demand-side management (DSM)"},{"$f":"G16","v":"Storage promotion & flexible supply-side policies"},{"$f":"G18","v":"System integration: markets measures"},{"$f":"G24","v":"Mid-term RE target ambition"},{"$f":"G25","v":"Policies to level the playing field: shift away from coal/oil"},{"$f":"G27","v":"Direct support policies (RPS and feed-in schemes, tax measures)"},{"$f":"+G28","v":"Reliability of RE policies"},{"$f":"G29","v":"Ensuring realization"},{"$f":"G31","v":"Energy efficiency policy"},{"$f":"G39","v":"Fossil fuel production"},{"$f":"G41","v":"Administrative procedures - Permit granting procedures"},{"$f":"G42","v":"Administrative procedures - Siting / zoning"},{"$f":"G47","v":"Financial & non-financial determinants and macroeconomic fundamentals"},null,"Notes"]
["Default_CountryScenario",null,"mapped",null,null,"[0,25,50,75,100]","[0-100]","[0,100]","[0,50,100]","[0,100]","[0,50,100]","[0-100]","[0,50,100]","[0,25,50,75,100]","[0-100]","[0,50,75,100]","[0-100]","[0-100]","[0,50,100]","[0,50,100]","[0-100]",null,null,"Default__InputData_Head"]
[null,"G20",{"$f":"IF(LEN(D54)>0,E54&\"_\"&D54,E54)","v":"Argentina_Default"},"Default",{"$f":"CountriesDefault","v":"Argentina"},25,99,0,0,100,{"$f":"INDEX('Default_RawData&Calc'!$J$8:$J$26,MATCH(E54,'Default_RawData&Calc'!$C$8:$C$26,0))","v":0},{"$f":"INDEX('Default_RawData&Calc'!$N$31:$N$49,MATCH(Default_InputData!E54,'Default_RawData&Calc'!$D$31:$D$49,0))","v":100},0,50,58,25,0,{"$f":"INDEX(CoalGas_SelfSufficiency_data,MATCH(E54,CoalGas_SelfSufficiency_countries,0))","v":100},{"$f":"INDEX('Default_RawData&Calc'!$F$56:$F$75,MATCH(E54,'Default_RawData&Calc'!$C$56:$C$75,0))","v":50},{"$f":"INDEX(SitingZoning_data,MATCH(E54,SitingZoning_country,0))","v":100},87,null,null,"Default_InputData"]
[null,"G20","Australia_Default","Default","Australia",0,0,100,100,0,{"$f":"INDEX('Default_RawData&Calc'!$J$8:$J$26,MATCH(E55,'Default_RawData&Calc'!$C$8:$C$26,0))","v":50},{"$f":"INDEX('Default_RawData&Calc'!$N$31:$N$49,MATCH(Default_InputData!E55,'Default_RawData&Calc'!$D$31:$D$49,0))","v":100},0,50,0,75,{"$f":"ROUND(INDEX('Default_RawData&Calc'!$D$84:$D$108,MATCH(E55,'Default_RawData&Calc'!$C$84:$C$108,0)),0)","v":41},100,{"$f":"INDEX('Default_RawData&Calc'!$F$56:$F$75,MATCH(E55,'Default_RawData&Calc'!$C$56:$C$75,0))","v":50},100,11]
[null,"G20","Brazil_Default","Default","Brazil",25,100,100,100,0,{"$f":"INDEX('Default_RawData&Calc'!$J$8:$J$26,MATCH(E56,'Default_RawData&Calc'!$C$8:$C$26,0))","v":50},{"$f":"INDEX('Default_RawData&Calc'!$N$31:$N$49,MATCH(Default_InputData!E56,'Default_RawData&Calc'!$D$31:$D$49,0))","v":87},0,100,72,50,{"$f":"ROUND(INDEX('Default_RawData&Calc'!$D$84:$D$108,MATCH(E56,'Default_RawData&Calc'!$C$84:$C$108,0)),0)","v":37},100,{"$f":"INDEX('Default_RawData&Calc'!$F$56:$F$75,MATCH(E56,'Default_RawData&Calc'!$C$56:$C$75,0))","v":100},0,63]
[null,"G20","Canada_Default","Default","Canada",50,0,100,100,100,{"$f":"INDEX('Default_RawData&Calc'!$J$8:$J$26,MATCH(E57,'Default_RawData&Calc'!$C$8:$C$26,0))","v":50},0,50,25,13,100,{"$f":"ROUND(INDEX('Default_RawData&Calc'!$D$84:$D$108,MATCH(E57,'Default_RawData&Calc'!$C$84:$C$108,0)),0)","v":56},100,{"$f":"INDEX('Default_RawData&Calc'!$F$56:$F$75,MATCH(E57,'Default_RawData&Calc'!$C$56:$C$75,0))","v":50},100,8]
[null,"G20","China_Default","Default","China",25,24,100,100,100,{"$f":"INDEX('Default_RawData&Calc'!$J$8:$J$26,MATCH(E58,'Default_RawData&Calc'!$C$8:$C$26,0))","v":0},{"$f":"INDEX('Default_RawData&Calc'!$N$31:$N$49,MATCH(Default_InputData!E58,'Default_RawData&Calc'!$D$31:$D$49,0))","v":71},0,100,100,75,{"$f":"ROUND(INDEX('Default_RawData&Calc'!$D$84:$D$108,MATCH(E58,'Default_RawData&Calc'!$C$84:$C$108,0)),0)","v":60},100,{"$f":"INDEX('Default_RawData&Calc'!$F$56:$F$75,MATCH(E58,'Default_RawData&Calc'!$C$56:$C$75,0))","v":50},100,37]
[null,"G20","France_Default","Default","France",50,100,100,100,0,{"$f":"INDEX('Default_RawData&Calc'!$J$8:$J$26,MATCH(E59,'Default_RawData&Calc'!$C$8:$C$26,0))","v":100},{"$f":"INDEX('Default_RawData&Calc'!$N$31:$N$49,MATCH(Default_InputData!E59,'Default_RawData&Calc'!$D$31:$D$49,0))","v":77},100,100,71,100,{"$f":"ROUND(INDEX('Default_RawData&Calc'!$D$84:$D$108,MATCH(E59,'Default_RawData&Calc'!$C$84:$C$108,0)),0)","v":74},0,{"$f":"INDEX('Default_RawData&Calc'!$F$56:$F$75,MATCH(E59,'Default_RawData&Calc'!$C$56:$C$75,0))","v":100},50,14]
[null,"G20","Germany_Default","Default","Germany",75,100,100,50,100,{"$f":"INDEX('Default_RawData&Calc'!$J$8:$J$26,MATCH(E60,'Default_RawData&Calc'!$C$8:$C$26,0))","v":100},{"$f":"INDEX('Default_RawData&Calc'!$N$31:$N$49,MATCH(Default_InputData!E60,'Default_RawData&Calc'!$D$31:$D$49,0))","v":89},50,100,26,75,{"$f":"ROUND(INDEX('Default_RawData&Calc'!$D$84:$D$108,MATCH(E60,'Default_RawData&Calc'!$C$84:$C$108,0)),0)","v":76},75,{"$f":"INDEX('Default_RawData&Calc'!$F$56:$F$75,MATCH(E60,'Default_RawData&Calc'!$C$56:$C$75,0))","v":50},0,25]
[null,"G20","India_Default","Default","India",25,82,100,50,100,{"$f":"INDEX('Default_RawData&Calc'!$J$8:$J$26,MATCH(E61,'Default_RawData&Calc'!$C$8:$C$26,0))","v":0},{"$f":"INDEX('Default_RawData&Calc'!$N$31:$N$49,MATCH(Default_InputData!E61,'Default_RawData&Calc'!$D$31:$D$49,0))","v":100},0,100,95,100,{"$f":"ROUND(INDEX('Default_RawData&Calc'!$D$84:$D$108,MATCH(E61,'Default_RawData&Calc'!$C$84:$C$108,0)),0)","v":51},100,{"$f":"INDEX('Default_RawData&Calc'!$F$56:$F$75,MATCH(E61,'Default_RawData&Calc'!$C$56:$C$75,0))","v":50},100,74]
[null,"G20","Indonesia_Default","Default","Indonesia",0,44,100,0,0,{"$f":"INDEX('Default_RawData&Calc'!$J$8:$J$26,MATCH(E62,'Default_RawData&Calc'!$C$8:$C$26,0))","v":0},{"$f":"INDEX('Default_RawData&Calc'!$N$31:$N$49,MATCH(Default_InputData!E62,'Default_RawData&Calc'!$D$31:$D$49,0))","v":100},0,25,20,100,{"$f":"ROUND(INDEX('Default_RawData&Calc'!$D$84:$D$108,MATCH(E62,'Default_RawData&Calc'!$C$84:$C$108,0)),0)","v":45},{"$f":"INDEX(CoalGas_SelfSufficiency_data,MATCH(E62,CoalGas_SelfSufficiency_countries,0))","v":100},{"$f":"INDEX('Default_RawData&Calc'!$F$56:$F$75,MATCH(E62,'Default_RawData&Calc'!$C$56:$C$75,0))","v":100},50,69]
[null,"G20","Italy_Default","Default","Italy",25,68,100,50,100,{"$f":"INDEX('Default_RawData&Calc'!$J$8:$J$26,MATCH(E63,'Default_RawData&Calc'!$C$8:$C$26,0))","v":100},{"$f":"INDEX('Default_RawData&Calc'!$N$31:$N$49,MATCH(Default_InputData!E63,'Default_RawData&Calc'!$D$31:$D$49,0))","v":32},100,75,23,75,{"$f":"ROUND(INDEX('Default_RawData&Calc'!$D$84:$D$108,MATCH(E63,'Default_RawData&Calc'!$C$84:$C$108,0)),0)","v":76},14,{"$f":"INDEX('Default_RawData&Calc'!$F$56:$F$75,MATCH(E63,'Default_RawData&Calc'!$C$56:$C$75,0))","v":50},0,36]
[null,"G20","Japan_Default","Default","Japan",25,47,0,50,100,{"$f":"INDEX('Default_RawData&Calc'!$J$8:$J$26,MATCH(E64,'Default_RawData&Calc'!$C$8:$C$26,0))","v":0},{"$f":"INDEX('Default_RawData&Calc'!$N$31:$N$49,MATCH(Default_InputData!E64,'Default_RawData&Calc'!$D$31:$D$49,0))","v":5},0,100,17,100,{"$f":"ROUND(INDEX('Default_RawData&Calc'!$D$84:$D$108,MATCH(E64,'Default_RawData&Calc'!$C$84:$C$108,0)),0)","v":67},6,{"$f":"INDEX('Default_RawData&Calc'!$F$56:$F$75,MATCH(E64,'Default_RawData&Calc'!$C$56:$C$75,0))","v":100},100,14]
[null,"G20","South Korea_Default","Default","South Korea",25,28,0,100,100,{"$f":"INDEX('Default_RawData&Calc'!$J$8:$J$26,MATCH(E65,'Default_RawData&Calc'!$C$8:$C$26,0))","v":0},{"$f":"INDEX('Default_RawData&Calc'!$N$31:$N$49,MATCH(Default_InputData!E65,'Default_RawData&Calc'!$D$31:$D$49,0))","v":100},0,25,44,100,{"$f":"ROUND(INDEX('Default_RawData&Calc'!$D$84:$D$108,MATCH(E65,'Default_RawData&Calc'!$C$84:$C$108,0)),0)","v":53},3,{"$f":"INDEX('Default_RawData&Calc'!$F$56:$F$75,MATCH(E65,'Default_RawData&Calc'!$C$56:$C$75,0))","v":100},0,20]
[null,"G20","Mexico_Default","Default","Mexico",50,46,0,50,0,{"$f":"INDEX('Default_RawData&Calc'!$J$8:$J$26,MATCH(E66,'Default_RawData&Calc'!$C$8:$C$26,0))","v":100},{"$f":"INDEX('Default_RawData&Calc'!$N$31:$N$49,MATCH(Default_InputData!E66,'Default_RawData&Calc'!$D$31:$D$49,0))","v":57},50,75,52,100,{"$f":"ROUND(INDEX('Default_RawData&Calc'!$D$84:$D$108,MATCH(E66,'Default_RawData&Calc'!$C$84:$C$108,0)),0)","v":54},100,{"$f":"INDEX('Default_RawData&Calc'!$F$56:$F$75,MATCH(E66,'Default_RawData&Calc'!$C$56:$C$75,0))","v":100},0,69]
[null,"G20","Russian Federation_Default","Default","Russian Federation",0,0,0,50,0,{"$f":"INDEX('Default_RawData&Calc'!$J$8:$J$26,MATCH(E67,'Default_RawData&Calc'!$C$8:$C$26,0))","v":100},{"$f":"INDEX('Default_RawData&Calc'!$N$31:$N$49,MATCH(Default_InputData!E67,'Default_RawData&Calc'!$D$31:$D$49,0))","v":100},0,25,37,75,{"$f":"ROUND(INDEX('Default_RawData&Calc'!$D$84:$D$108,MATCH(E67,'Default_RawData&Calc'!$C$84:$C$108,0)),0)","v":35},100,{"$f":"INDEX('Default_RawData&Calc'!$F$56:$F$75,MATCH(E67,'Default_RawData&Calc'!$C$56:$C$75,0))","v":50},100,65]
[null,"G20","Saudi Arabia_Default","Default","Saudi Arabia",25,19,100,50,0,{"$f":"INDEX('Default_RawData&Calc'!$J$8:$J$26,MATCH(E68,'Default_RawData&Calc'!$C$8:$C$26,0))","v":0},{"$f":"INDEX('Default_RawData&Calc'!$N$31:$N$49,MATCH(Default_InputData!E68,'Default_RawData&Calc'!$D$31:$D$49,0))","v":100},0,50,12,75,{"$f":"ROUND(INDEX('Default_RawData&Calc'!$D$84:$D$108,MATCH(E68,'Default_RawData&Calc'!$C$84:$C$108,0)),0)","v":17},100,{"$f":"INDEX('Default_RawData&Calc'!$F$56:$F$75,MATCH(E68,'Default_RawData&Calc'!$C$56:$C$75,0))","v":0},100,51]
[null,"G20","South Africa_Default","Default","South Africa",25,20,100,100,0,{"$f":"INDEX('Default_RawData&Calc'!$J$8:$J$26,MATCH(E69,'Default_RawData&Calc'!$C$8:$C$26,0))","v":50},{"$f":"INDEX('Default_RawData&Calc'!$N$31:$N$49,MATCH(Default_InputData!E69,'Default_RawData&Calc'!$D$31:$D$49,0))","v":45},0,75,50,100,{"$f":"ROUND(INDEX('Default_RawData&Calc'!$D$84:$D$108,MATCH(E69,'Default_RawData&Calc'!$C$84:$C$108,0)),0)","v":24},100,{"$f":"INDEX('Default_RawData&Calc'!$F$56:$F$75,MATCH(E69,'Default_RawData&Calc'!$C$56:$C$75,0))","v":50},0,44]
[null,"G20","Turkey_Default","Default","Turkey",0,19,100,50,100,{"$f":"INDEX('Default_RawData&Calc'!$J$8:$J$26,MATCH(E70,'Default_RawData&Calc'!$C$8:$C$26,0))","v":50},{"$f":"INDEX('Default_RawData&Calc'!$N$31:$N$49,MATCH(Default_InputData!E70,'Default_RawData&Calc'!$D$31:$D$49,0))","v":32},0,75,1,100,{"$f":"ROUND(INDEX('Default_RawData&Calc'!$D$84:$D$108,MATCH(E70,'Default_RawData&Calc'!$C$84:$C$108,0)),0)","v":50},46,{"$f":"INDEX('Default_RawData&Calc'!$F$56:$F$75,MATCH(E70,'Default_RawData&Calc'!$C$56:$C$75,0))","v":100},100,86]
[null,"G20","United Kingdom_Default","Default","United Kingdom",100,0,100,100,100,{"$f":"INDEX('Default_RawData&Calc'!$J$8:$J$26,MATCH(E71,'Default_RawData&Calc'!$C$8:$C$26,0))","v":100},{"$f":"INDEX('Default_RawData&Calc'!$N$31:$N$49,MATCH(Default_InputData!E71,'Default_RawData&Calc'!$D$31:$D$49,0))","v":32},100,25,73,75,{"$f":"ROUND(INDEX('Default_RawData&Calc'!$D$84:$D$108,MATCH(E71,'Default_RawData&Calc'!$C$84:$C$108,0)),0)","v":73},92,{"$f":"INDEX('Default_RawData&Calc'!$F$56:$F$75,MATCH(E71,'Default_RawData&Calc'!$C$56:$C$75,0))","v":50},0,9]
[null,"G20","United States of America_Default","Default","United States of America",0,37,100,100,100,{"$f":"INDEX('Default_RawData&Calc'!$J$8:$J$26,MATCH(E72,'Default_RawData&Calc'!$C$8:$C$26,0))","v":100},{"$f":"INDEX('Default_RawData&Calc'!$N$31:$N$49,MATCH(Default_InputData!E72,'Default_RawData&Calc'!$D$31:$D$49,0))","v":33},0,25,31,100,{"$f":"ROUND(INDEX('Default_RawData&Calc'!$D$84:$D$108,MATCH(E72,'Default_RawData&Calc'!$C$84:$C$108,0)),0)","v":56},100,{"$f":"INDEX('Default_RawData&Calc'!$F$56:$F$75,MATCH(E72,'Default_RawData&Calc'!$C$56:$C$75,0))","v":50},0,20]
[null,null,null,null,null,null,null,null,null,null,null,null,null,null,null,null,null,null,"Note: for barrier factors based on (NewClimate Institute, Germanwatch and Allianz SE, 2018) we adapted  to fit our scoring classification."]

{"sheet":"Default_RawData&Calc","index":10,"n_rows":161,"n_cols":36,"rows_kept":161,"cut":false,"hidden":false,"merged":[[114,3,114,6],[115,3,115,6],[116,3,116,6]]}
[null,"Raw Data"]
[]
[null,null,"System integration: market measures"]
[]
[]
[null,null,"Country","Flexible markets","Source","Notes","Capacity mechanism","Source","Notes","Scoring"]
[null,null,null,"1=yes, 0=no",null,null,"1=yes, 0=no",null,null,"[0,50,100]"]
[null,null,"Brazil",1,"https://www.researchgate.net/publication/224325283_Brazilian_electricity_market_structure_and_risk_management_tools",null,0,"https://www.researchgate.net/publication/224325283_Brazilian_electricity_market_structure_and_risk_management_tools",null,{"$f":"IF(D8+G8=2,100,IF(D8=1,50,IF(G8=1,50,0)))","v":50}]
[null,null,"Mexico",1,"https://www.export.gov/article?id=Mexico-Electricity-Sector","The market is built for flexibility, not sure if it actually                 flexible at the moment though",1,"https://www.google.com/url?sa=t&rct=j&q=&esrc=s&source=web&cd=2&cad=rja&uact=8&ved=2ahUKEwjYj9uwh-jeAhVrJMAKHTsyD1IQFjABegQICRAC&url=https%3A%2F%2Fwww.icf.com%2F-%2Fmedia%2Ffiles%2Ficf%2Fwhite-paper%2F2017%2Fenergy-merchant-economics-in-mexico.pdf&usg=AOvVaw2IJ2I7AUI5C3peZ1Eavm8Y","p.3: CENACE (Centro Nacional de Control de Energía) operates a backwards–\nlooking capacity balance market annually to mop up extra capacity in the\nmarket and send capacity reserve signals.",100]
[null,null,"South Africa",1,"https://www.africa-eu-renewables.org/market-information/south-africa/energy-sector/\nhttp://promethium.co.za/wp-content/uploads/2016/03/2016-03-21-Report-Electricity-Market-Reform-in-SADC-final.pdf","there is exchnage with neighbouring countries and within the country, but mainly a monopoly ",0,"https://www.idc.co.za/images/2017/eskom/USTDA_Public%20Version.pdf\nhttp://www.ee.co.za/wp-content/uploads/2018/09/Discussion-Paper-The-EDI-in-SA-Germany-A-Review-of-Policy-Regulation_Sept-2018.pdf",null,50]
[null,null,"Germany",1,"https://ec.europa.eu/energy/sites/ener/files/documents/quarterly_report_on_european_electricity_markets_q4_2015-q1_2016.pdf",null,1,"https://en.energinet.dk/-/media/Energinet/Publikationer-TLU/Engelske-publikationer/Market-model/Final-report--Market-Model-20.pdf",null,100]
[null,null,"France",1,"https://ec.europa.eu/energy/sites/ener/files/documents/quarterly_report_on_european_electricity_markets_q4_2015-q1_2016.pdf",null,1,"https://en.energinet.dk/-/media/Energinet/Publikationer-TLU/Engelske-publikationer/Market-model/Final-report--Market-Model-20.pdf",null,100]
[null,null,"Italy",1,"https://ec.europa.eu/energy/sites/ener/files/documents/quarterly_report_on_european_electricity_markets_q4_2015-q1_2016.pdf",null,1,"https://en.energinet.dk/-/media/Energinet/Publikationer-TLU/Engelske-publikationer/Market-model/Final-report--Market-Model-20.pdf",null,100]
[null,null,"United Kingdom",1,"https://ec.europa.eu/energy/sites/ener/files/documents/quarterly_report_on_european_electricity_markets_q4_2015-q1_2016.pdf","Transmission capacity to France is sometimes saturated, which impacts the flexibility of the markets",1,"https://en.energinet.dk/-/media/Energinet/Publikationer-TLU/Engelske-publikationer/Market-model/Final-report--Market-Model-20.pdf",null,100]
[null,null,"India",0,"https://climatepolicyinitiative.org/wp-content/uploads/2018/05/Managing-Indias-Renewable-Energy-Integration-through-Flexibility-.pdf",null,0,"https://mnre.gov.in/file-manager/UserFiles/Report-on-Market-Design-for-Capacity-Market-in-India.pdf","GIZ paper recommending capacity market in india",0]
[null,null,"China",0,"http://iopscience.iop.org/article/10.1088/1742-6596/52/1/012031/pdf",null,0,"http://iopscience.iop.org/article/10.1088/1742-6596/52/1/012031/pdf",null,0]
[null,null,"Argentina",0,"https://www.oecd.org/environment/cc/g20-climate/collapsecontents/Fiel-argentina-growth-and-low-carbon-transition.pdf","not sure, as energy capacities are acutioned, not clear information on market flexibility found",0,"https://www.oecd.org/environment/cc/g20-climate/collapsecontents/Fiel-argentina-growth-and-low-carbon-transition.pdf",null,0]
[null,null,"Japan",0,"https://www.auto-grid.com/blog/massive-transformation-of-japanese-electricity-market-calls-for-flexible-energy-management/","not sure if 0 or 1, but there are definite plans for 2019 to scale up flexibility",0,"https://spfusa.org/research/japans-changing-electricity-market-recommendations-for-policy-makers/","Capacity market being planned, possibly from 2020 on",0]
[null,null,"United States of America",1,"https://www.ethz.ch/content/dam/ethz/special-interest/itet/institute-eeh/power-systems-dam/documents/Seminar/Botterud-ETH-20170127.pdf",null,1,"https://www.platts.com/IM.Platts.Content%5Caboutplatts%5Cmediacenter%5Cpdf%5Cinsightdec13_uspower.pdf",null,100]
[null,null,"Australia",0,"http://theconversation.com/australias-electricity-market-is-not-agile-and-innovative-enough-to-keep-up-72870","Seems not, but unsure…",1,"https://www.eex.gov.au/large-energy-users/energy-management/energy-procurement/energy-pricing/how-the-energy-market-operates",null,50]
[null,null,"Canada",1,"http://normandmousseau.com/documents/Pineau-1.pdf","very fragmented across the country (independent system operator ISO), import export with US",0,"https://www.alberta.ca/electricity-capacity-market.aspx","Alberta (province) will implement a capacity market by 2021: https://www.alberta.ca/electricity-capacity-market.aspx#toc-3",50]
[null,null,"Turkey",1,"http://documents.worldbank.org/curated/en/249831468189270397/pdf/ACS14951-REVISED-Box393232B-PUBLIC-EnergyVeryFinalEN.pdf\nhttps://www.reuters.com/article/us-turkey-currency-energy/once-darling-of-foreign-investors-turkeys-power-market-struggles-idUSKCN1LQ1S3","somewhere between 0 and 1, very unclear",0,"http://www.mondaq.com/turkey/x/670688/Oil+Gas+Electricity/Energy+Law+In+Turkey+Recent+Developments+In+The+Turkish+Energy+Market","could not really find information, so probably not",50]
[null,null,"Indonesia",0,"https://www.pwc.com/id/en/energy-utilities-mining/assets/power/power-guide-2017.pdf\nhttps://eneken.ieej.or.jp/data/7390.pdf","There seems to be plans to accrue market flexibility though (more diverse energy mix, new transmission lines, expanding electricity market)",0,"https://www.pwc.com/id/en/energy-utilities-mining/assets/power/power-guide-2017.pdf",null,0]
[null,null,"Saudi Arabia",0,"http://www.atlanticcouncil.org/blogs/energysource/saudi-arabia-s-vision-2030-key-electric-power-decisions-ahead","here it really depends how flexible markets is defined… SA almost completely relies on oil, so its flexible, but the electricity market is heavily subsidised through electricity tariffs, so there is no electricity market",0,"https://www.kapsarc.org/wp-content/uploads/2017/12/KS-2017-DP025-Restructuring-Saudi-Arabia%E2%80%99s-Power-Generation-Sector-Model-Based-Insights.pdf","paper discusses impact of capacity market (and other alternatives) on saudi arabia",0]
[null,null,"South Korea",0,"https://www.oxfordenergy.org/wpcms/wp-content/uploads/2018/06/South-Koreas-Energy-Policy-Change-and-the-Implications-for-its-LNG-Imports-NG132.pdf\nhttps://gettingthedealthrough.com/area/12/jurisdiction/35/electricity-regulation-korea/","unclear…",0,"https://www.oxfordenergy.org/wpcms/wp-content/uploads/2018/06/South-Koreas-Energy-Policy-Change-and-the-Implications-for-its-LNG-Imports-NG132.pdf",null,0]
[null,null,"Russian Federation",1,"http://www.energiauutiset.fi/media/energiauutiset/markkinat/2014/venajansahkomarkkinatengl.pdf",null,1,"https://ieeexplore.ieee.org/document/7521191","Yes but seems to not work well",100]
[]
[null,null,"Mid-term RE"]
[]
[null,null,null,"Country","Year of current VRE share","Curent share VRE","Current share of non-VRE","RE Target","VRE Target","Year target","Description target","Target year GP","Target year NoP","Normalization","Main Assumptions for target VRE"]
[null,null,null,"Argentina",2015,{"$f":"INDEX(HistVREShare_Data, MATCH('Default_RawData&Calc'!D31,HistVREShare_Country,0), MATCH('Default_RawData&Calc'!E31,HistVREShare_Year,0))","v":4.2357388742868575E-3},{"$f":"INDEX(HistnonVREShare_Data, MATCH('Default_RawData&Calc'!D31,HistVREShare_Country,0), MATCH('Default_RawData&Calc'!E31,HistVREShare_Year,0))","v":0.27716495236518418},0.45421534015784526,{"$f":"IF(H31-G31>0,H31-G31,\"\")","v":0.17705038779266108},2025,"Law 26.191 on Renewable Energy (2018-2025): by 2025, minimum 20% of total electricity consumed comes from RES (biannual targets: 8% in 2017; 12% in 2019; 16% in 2021; 18% in 2023). Note: target only includes small hydro. Assuming contant large hydro share.",{"$f":"INDEX(gp_curve_data,MATCH($D31,gp_curve_country,0),MATCH($J31,gp_curve_year,0))","v":2.164E-2},{"$f":"INDEX(nopolicy_curve_data,MATCH($D31,gp_curve_country,0),MATCH($J31,gp_curve_year,0))","v":7.4200000000000004E-3},{"$f":"IF(I31>L31,100,\nIF(I31<M31,0,ROUND(((I31-M31)/(L31-M31)*100),0)))","v":100}]
[null,null,null,"Australia",2015,{"$f":"INDEX(HistVREShare_Data, MATCH('Default_RawData&Calc'!D32,HistVREShare_Country,0), MATCH('Default_RawData&Calc'!E32,HistVREShare_Year,0))","v":6.5610688693396355E-2},{"$f":"INDEX(HistnonVREShare_Data, MATCH('Default_RawData&Calc'!D32,HistVREShare_Country,0), MATCH('Default_RawData&Calc'!E32,HistVREShare_Year,0))","v":6.75205207475401E-2},0.23499999999999999,{"$f":"IF(H32-G32>0,H32-G32,\"\")","v":0.16747947925245987},2020,"\"Renewable Energy (Electricity) Act 2000\": 23.5% of electricity being derived from renewables until 2020 (incl. hydro).",0.12252,7.8719999999999998E-2,100]
[null,null,null,"Brazil",2015,{"$f":"INDEX(HistVREShare_Data, MATCH('Default_RawData&Calc'!D33,HistVREShare_Country,0), MATCH('Default_RawData&Calc'!E33,HistVREShare_Year,0))","v":3.7281742347658048E-2},{"$f":"INDEX(HistnonVREShare_Data, MATCH('Default_RawData&Calc'!D33,HistVREShare_Country,0), MATCH('Default_RawData&Calc'!E33,HistVREShare_Year,0))","v":0.70238733813345433},0.87,{"$f":"IF(H33-G33>0,H33-G33,\"\")","v":0.16761266186654566},2026,"PDE 2026: values of (103GW Hydro, 8GW solar, 28GW wind, 17GW bioenergy, 10GW CSP. Values converted to generation using WEO capacity factors. Total capacity in 2026:205GW Total generation in 2026: 741 TWh",0.18367,6.0389999999999999E-2,87]
[null,null,null,"Canada",2015,{"$f":"INDEX(HistVREShare_Data, MATCH('Default_RawData&Calc'!D34,HistVREShare_Country,0), MATCH('Default_RawData&Calc'!E34,HistVREShare_Year,0))","v":4.3921351426197727E-2},{"$f":"INDEX(HistnonVREShare_Data, MATCH('Default_RawData&Calc'!D34,HistVREShare_Country,0), MATCH('Default_RawData&Calc'!E34,HistVREShare_Year,0))","v":0.59110375953355743},null,{"$f":"IF(H34-G34>0,H34-G34,\"no national target\")","v":"no national target"},null,"No national target",{"$error":"#N/A"},{"$error":"#N/A"},{"$error":"#N/A"}]
[null,null,null,"China",2015,{"$f":"INDEX(HistVREShare_Data, MATCH('Default_RawData&Calc'!D35,HistVREShare_Country,0), MATCH('Default_RawData&Calc'!E35,HistVREShare_Year,0))","v":3.9456920811504329E-2},{"$f":"INDEX(HistnonVREShare_Data, MATCH('Default_RawData&Calc'!D35,HistVREShare_Country,0), MATCH('Default_RawData&Calc'!E35,HistVREShare_Year,0))","v":0.1997535814118245},0.27,{"$f":"IF(H35-G35>0,H35-G35,\"\")","v":7.0246418588175513E-2},2020,"380GW hydro, 210GW wind and 110GW solar by 2020. Total generation:under 7,200 TWh. Capacity  converted to generation using WEO",7.8630000000000005E-2,5.0070000000000003E-2,71]
[null,null,null,"France",2015,{"$f":"INDEX(HistVREShare_Data, MATCH('Default_RawData&Calc'!D36,HistVREShare_Country,0), MATCH('Default_RawData&Calc'!E36,HistVREShare_Year,0))","v":5.0429279440221027E-2},{"$f":"INDEX(HistnonVREShare_Data, MATCH('Default_RawData&Calc'!D36,HistVREShare_Country,0), MATCH('Default_RawData&Calc'!E36,HistVREShare_Year,0))","v":0.10771252604507522},0.4,{"$f":"IF(H36-G36>0,H36-G36,\"\")","v":0.29228747395492483},2030,"23% RES in electricity generation by 2020, 40% by 2030 (incl. hydro). Note: large hydro is unlikely to be significantly expanded.",0.35,9.6479999999999996E-2,77]
[null,null,null,"Germany",2015,{"$f":"INDEX(HistVREShare_Data, MATCH('Default_RawData&Calc'!D37,HistVREShare_Country,0), MATCH('Default_RawData&Calc'!E37,HistVREShare_Year,0))","v":0.18399075147394484},{"$f":"INDEX(HistnonVREShare_Data, MATCH('Default_RawData&Calc'!D37,HistVREShare_Country,0), MATCH('Default_RawData&Calc'!E37,HistVREShare_Year,0))","v":0.10832694974936308},0.65,{"$f":"IF(H37-G37>0,H37-G37,\"\")","v":0.54167305025063694},2030,"65% RE by 2030. Coalition document.",0.57747999999999999,0.23679,89]
[null,null,null,"India",2015,{"$f":"INDEX(HistVREShare_Data, MATCH('Default_RawData&Calc'!D38,HistVREShare_Country,0), MATCH('Default_RawData&Calc'!E38,HistVREShare_Year,0))","v":3.7982327702382773E-2},{"$f":"INDEX(HistnonVREShare_Data, MATCH('Default_RawData&Calc'!D38,HistVREShare_Country,0), MATCH('Default_RawData&Calc'!E38,HistVREShare_Year,0))","v":0.11759216766100658},0.36,{"$f":"H38","v":0.36},2026,"Total generation is 2047 TWh, renewable capacity exlucuding large hydro is 275GW, and hydro is 63.3GW. Values are converted to generation using WEO.",0.18367,6.3210000000000002E-2,100]
[null,null,null,"Indonesia",2015,{"$f":"INDEX(HistVREShare_Data, MATCH('Default_RawData&Calc'!D39,HistVREShare_Country,0), MATCH('Default_RawData&Calc'!E39,HistVREShare_Year,0))","v":3.8464168490153175E-5},{"$f":"INDEX(HistnonVREShare_Data, MATCH('Default_RawData&Calc'!D39,HistVREShare_Country,0), MATCH('Default_RawData&Calc'!E39,HistVREShare_Year,0))","v":0.10647309217724289},0.23,{"$f":"IF(H39-G39>0,H39-G39,\"\")","v":0.12352690782275712},2025,"Unchanged from last year: The National Energy Policy, adopted by the House of Representatives in January 2014, foresees that renewable sources shall supply at least 23% of Indonesia’s energy needs in 2025 and 31% by 2050, up from around 6%.  The difficulty here is, that they include hydro, geothermal and biofuels to renewable energies and it`s not possible to quantify the \"real\" share of renewables.",2.5000000000000001E-4,1.3999999999999999E-4,100]
[null,null,null,"Italy",2015,{"$f":"INDEX(HistVREShare_Data, MATCH('Default_RawData&Calc'!D40,HistVREShare_Country,0), MATCH('Default_RawData&Calc'!E40,HistVREShare_Year,0))","v":0.13420134819329313},{"$f":"INDEX(HistnonVREShare_Data, MATCH('Default_RawData&Calc'!D40,HistVREShare_Country,0), MATCH('Default_RawData&Calc'!E40,HistVREShare_Year,0))","v":0.25259090360204856},0.55000000000000004,{"$f":"IF(H40-G40>0,H40-G40,\"\")","v":0.29740909639795149},2030,"National Energy Strategy (2017): share of 55% in electricity demand by 2030",0.51632999999999996,0.19586000000000001,32]
[null,null,null,"Japan",2015,{"$f":"INDEX(HistVREShare_Data, MATCH('Default_RawData&Calc'!D41,HistVREShare_Country,0), MATCH('Default_RawData&Calc'!E41,HistVREShare_Year,0))","v":3.8725843696537754E-2},{"$f":"INDEX(HistnonVREShare_Data, MATCH('Default_RawData&Calc'!D41,HistVREShare_Country,0), MATCH('Default_RawData&Calc'!E41,HistVREShare_Year,0))","v":0.10389703795195974},0.312,{"$f":"0.07+0.017","v":8.7000000000000008E-2},2030,"Long-term Energy Supply and Demand Outlook (2017). Generation targets per source: Geothermal: 10%, Wind 1.7%, Bioenergy: 3.7%, Solar 7% and Hydro 8.8%. We take the upper range consided by the government.",0.2903,7.5429999999999997E-2,5,"Only share of wind and solar"]
[null,null,null,"South Korea",2015,{"$f":"INDEX(HistVREShare_Data, MATCH('Default_RawData&Calc'!D42,HistVREShare_Country,0), MATCH('Default_RawData&Calc'!E42,HistVREShare_Year,0))","v":9.684052549235312E-3},{"$f":"INDEX(HistnonVREShare_Data, MATCH('Default_RawData&Calc'!D42,HistVREShare_Country,0), MATCH('Default_RawData&Calc'!E42,HistVREShare_Year,0))","v":9.6986232508328059E-3},0.11700000000000001,{"$f":"IF(H42-G42>0,H42-G42,\"\")","v":0.1073013767491672},2029,"11.7% renewable total generation by 2029",9.1480000000000006E-2,1.9959999999999999E-2,100]
[null,null,null,"Mexico",2015,{"$f":"INDEX(HistVREShare_Data, MATCH('Default_RawData&Calc'!D43,HistVREShare_Country,0), MATCH('Default_RawData&Calc'!E43,HistVREShare_Year,0))","v":2.8936112693462582E-2},{"$f":"INDEX(HistnonVREShare_Data, MATCH('Default_RawData&Calc'!D43,HistVREShare_Country,0), MATCH('Default_RawData&Calc'!E43,HistVREShare_Year,0))","v":0.12386432757571954},0.32300000000000001,{"$f":"0.148+0.029","v":0.17699999999999999},2031,"Prospectiva del Sector Electrico 2017-2031' gives share of generation: 8.5% hydro, 14.8% wind, 2.8% biomass, 3.3% geothermal, 2.9% solar in 2031. So, 23.8%.",0.26151999999999997,6.3210000000000002E-2,57,"Only share of wind and solar"]
[null,null,null,"Russian Federation",2015,{"$f":"INDEX(HistVREShare_Data, MATCH('Default_RawData&Calc'!D44,HistVREShare_Country,0), MATCH('Default_RawData&Calc'!E44,HistVREShare_Year,0))","v":4.532559826505246E-4},{"$f":"INDEX(HistnonVREShare_Data, MATCH('Default_RawData&Calc'!D44,HistVREShare_Country,0), MATCH('Default_RawData&Calc'!E44,HistVREShare_Year,0))","v":0.15810469556306497},0.19453289651910793,2.5000000000000001E-2,2020,"State Program on Energy Efficiency and Energy Development: 2.5% of total electricity generation from RES until 2020 (excl. hydro) + Assumption of constant hydro share.",1E-3,5.6999999999999998E-4,100]
[null,null,null,"Saudi Arabia",2015,{"$f":"INDEX(HistVREShare_Data, MATCH('Default_RawData&Calc'!D45,HistVREShare_Country,0), MATCH('Default_RawData&Calc'!E45,HistVREShare_Year,0))","v":2.9555893149535085E-6},{"$f":"INDEX(HistnonVREShare_Data, MATCH('Default_RawData&Calc'!D45,HistVREShare_Country,0), MATCH('Default_RawData&Calc'!E45,HistVREShare_Year,0))","v":0},0.05,{"$f":"IF(H45-G45>0,H45-G45,\"\")","v":0.05},2025,"9.5 GW renewable energy target by 2030 in Vision 2030 document, target not broken down by renewable energy source. According to some estimates (see source 3), this would translate to ~5% of electricity consumption; this is roughly in line with CAT: expected share of RES in power generation in current policies scenario ranges from 5 to 5.9% in 2025.",1.2999999999999999E-4,1E-4,100]
[null,null,null,"South Africa",2015,{"$f":"INDEX(HistVREShare_Data, MATCH('Default_RawData&Calc'!D46,HistVREShare_Country,0), MATCH('Default_RawData&Calc'!E46,HistVREShare_Year,0))","v":1.9749854095065172E-2},{"$f":"INDEX(HistnonVREShare_Data, MATCH('Default_RawData&Calc'!D46,HistVREShare_Country,0), MATCH('Default_RawData&Calc'!E46,HistVREShare_Year,0))","v":4.2960897477465794E-3},0.11,{"$f":"IF(H46-G46>0,H46-G46,\"\")","v":0.10570391025225342},2030,"Integrated Resource Plan for Electricity 2010-2030 (2011) using Policy Adjusted IRP. Total generation is 454 TWh in 2030. Capacity target converted using WEO data. Hydro 4759MW, Wind 9200MW, CSP 1200MW and PV 8400MW.",0.18367,4.1200000000000001E-2,45]
[null,null,null,"Turkey",2015,{"$f":"INDEX(HistVREShare_Data, MATCH('Default_RawData&Calc'!D47,HistVREShare_Country,0), MATCH('Default_RawData&Calc'!E47,HistVREShare_Year,0))","v":4.5251219521512093E-2},{"$f":"INDEX(HistnonVREShare_Data, MATCH('Default_RawData&Calc'!D47,HistVREShare_Country,0), MATCH('Default_RawData&Calc'!E47,HistVREShare_Year,0))","v":0.27431880603400527},0.38,0.16,2030,"NREAP 2023: 2023 electricity generation for non-Hydro RE share is 16%, with hydro is goes up to 38%. Turkey uses the same target for 2023 and 2030, 30%. We set the target year to 2030 as a conservative/penalizing measure.",0.31992999999999999,8.5559999999999997E-2,32]
[null,null,null,"United Kingdom",2015,{"$f":"INDEX(HistVREShare_Data, MATCH('Default_RawData&Calc'!D48,HistVREShare_Country,0), MATCH('Default_RawData&Calc'!E48,HistVREShare_Year,0))","v":0.14237101595847523},{"$f":"INDEX(HistnonVREShare_Data, MATCH('Default_RawData&Calc'!D48,HistVREShare_Country,0), MATCH('Default_RawData&Calc'!E48,HistVREShare_Year,0))","v":0.10572155212159971},0.3,{"$f":"IF(H48-G48>0,H48-G48,\"\")","v":0.19427844787840026},2020,"National Renewable Energy Action Plan (NREAP) (2010): Generate 30% of Electricity from RE until 2020",0.26151999999999997,0.16289000000000001,32]
[null,null,null,"United States of America",2015,{"$f":"INDEX(HistVREShare_Data, MATCH('Default_RawData&Calc'!D49,HistVREShare_Country,0), MATCH('Default_RawData&Calc'!E49,HistVREShare_Year,0))","v":5.3205596027784657E-2},{"$f":"INDEX(HistnonVREShare_Data, MATCH('Default_RawData&Calc'!D49,HistVREShare_Country,0), MATCH('Default_RawData&Calc'!E49,HistVREShare_Year,0))","v":7.9080336081886915E-2},0.26271986082410087,{"$f":"IF(H49-G49>0,H49-G49,\"\")","v":0.18363952474221396},2030,"Clean Power Plan (2015)_ Share of Renewables beyond hydropower in their respective electricity generation mixes to the level of 20% by 2030; Assuming no development of Hydro (constant share)",0.35,0.10027,33]
[]
[null,null,"Administrative procedures",null,null,null,null,null,null,"Administrative procedures"]
[null,null,null,"From: https://ec.europa.eu/transparency/regdoc/rep/1/2017/EN/COM-2017-57-F1-EN-MAIN-PART-1.PDF",null,null,null,null,null,"Source: https://ec.europa.eu/transparency/regdoc/rep/1/2017/EN/COM-2017-57-F1-EN-MAIN-PART-1.PDF"]
[null,null,null,"From source used in original tool","Allianz Category 2.2.1","Allianz Category 2.2.2 (inverse score)","Allianz Category 2.2.3","Allianz Category 2.2.4"]
[null,null,null,"Administrative procedures - Permit granting procedures","Uninterrupted implementation of policy instruments","Streamlined administrative procedures","Ensuring realisation","Ensuring use of produced electricity"]
[null,null,null,"[0-5]",null,"[0,50,100]"]
[null,null,{"$f":"G20List","v":"Argentina"},null,50,50,25,50]
[null,null,"Australia",null,0,50,75,0]
[null,null,"Brazil",null,100,100,50,0]
[null,null,"Canada",null,50,50,100,50]
[null,null,"China",null,0,50,75,50]
[null,null,"France",5,50,100,100,100]
[null,null,"Germany",4,0,50,75,100]
[null,null,"India",null,0,50,100,100]
[null,null,"Indonesia",null,0,100,100,0]
[null,null,"Italy",3,0,50,75,100]
[null,null,"Japan",null,50,100,100,50]
[null,null,"South Korea",null,100,100,100,50]
[null,null,"Mexico",null,100,100,100,0]
[null,null,"Russian Federation",null,0,50,75,50]
[null,null,"Saudi Arabia",null,0,0,75,0]
[null,null,"South Africa",null,0,50,100,100]
[null,null,"Turkey",null,50,100,100,50]
[null,null,"United Kingdom",3,100,50,75,100]
[null,null,"United States of America",null,0,50,100,100]
[null,null,"European Union"]
[null,null,null,"[0-5]\nNumber of one-stop-shop\n\nExistence of One-Stop-Shop, Online application, Maximum time limit for procedures, Automatic permission after deadline and Facilitated procedures for small-scale producers",null,"Administrative procedures - Permit granting procedures\n\n0: Streamlined procedures for permitting renewable energy projects speed up uptake \n50: Standard administrative procedures or no information  \n100: Bureaucratic and in transparent procedures are inhibitory.  ","Ensuring realisation \n\n100: Ensuring the projects are really implemented \nE.g. for auctions:  (1) Pre-defined realisation periods in policy schedules exist, (2) pre-qualification requirements can help identify “serious” bids and eliminate projects with low realisation probability (3) effective penalties for non-realisation. \nFor FITs always given (generally do not have a similar need) \n\n75: For auctions: two of the three above \n50: For auctions: one of the three above \n0: None of the above ",null,null,"Not used, just for comparison"]
[]
[null,null,"Energy efficiency policy"]
[null,null,"Source: 2018 International energy efficiency scorecard ACEEE"]
[]
[]
[]
[null,null,null,"2018 Score"]
[null,null,"Germany",75.5]
[null,null,"Italy",75.5]
[null,null,"France",73.5]
[null,null,"United Kingdom",73]
[null,null,"Japan",67]
[null,null,"Spain",65.5]
[null,null,"Netherlands",65]
[null,null,"China",59.5]
[null,null,"Taiwan, Province of China",57]
[null,null,"Canada",55.5]
[null,null,"United States of America",55.5]
[null,null,"Mexico",54]
[null,null,"South Korea",52.5]
[null,null,"Poland",51]
[null,null,"India",50.5]
[null,null,"Turkey",50]
[null,null,"Indonesia",45]
[null,null,"Australia",40.5]
[null,null,"Ukraine",38]
[null,null,"Brazil",36.5]
[null,null,"Russian Federation",34.5]
[null,null,"Thailand",29]
[null,null,"South Africa",23.5]
[null,null,"United Arab Emirates",18]
[null,null,"Saudi Arabia",16.5]
[]
[]
[]
[null,null,"Sitting & Zoning "]
[]
[null,null,"Source: http://www.worldbank.org/en/topic/energy/publication/rise---regulatory-indicators-for-sustainable-energy"]
[null,null,"Proxies"," Administrative Procedure"]
[null,null,"Policy Features","Priority permitting, siting/zoning (look for pre-defined zones; one-stop shops for environmental licenses, location of the plant etc.) "]
[null,null,"RISE Indicator (Renewable Energy)","Indicator 2-4 Planning for RE Expansion - Resource and Data Siting",null,null,null,null,"Scoring"]
[null,null,"RISE Question","Q1: Does the country have sufficient resource abundance to warrant a solar resource atlas?","Q7: Has the country carried out strategic planning or produced zoning guidance to inform the commercial development of solar resources?","Q10: Does the country have sufficient resource abundance to warrant a wind resource atlas?","Q16: Has the country carried out strategic planning or produced zoning guidance to inform the commercial development of wind resources?",null,"[0,50,100]\n\n0: wind and solar\n50: wind OR solar\n100: no wind, no solar"]
[null,null,"Brazil",1,1,1,1,null,{"$f":"IF(E119+G119=2,0,IF(E119=1,50,IF(G119=1,50,100)))","v":0}]
[null,null,"Mexico",1,1,1,1,null,{"$f":"IF(E120+G120=2,0,IF(E120=1,50,IF(G120=1,50,100)))","v":0}]
[null,null,"South Africa",1,1,1,1,null,0]
[null,null,"Germany",0,1,1,1,null,0]
[null,null,"France",1,0,1,1,null,50]
[null,null,"Italy",1,1,1,1,null,0]
[null,null,"United Kingdom",1,1,1,1,null,0]
[null,null,"India",1,0,1,0,null,100]
[null,null,"China",1,0,1,0,null,100]
[null,null,"Argentina",1,0,1,0,null,100]
[null,null,"Japan",1,0,1,0,null,100]
[null,null,"United States of America",1,1,1,1,null,0]
[null,null,"Australia",1,0,1,0,null,100]
[null,null,"Canada",1,0,1,0,null,100]
[null,null,"Turkey",1,0,1,0,null,100]
[null,null,"Indonesia",1,1,0,0,null,50]
[null,null,"Saudi Arabia",1,0,1,0,null,100]
[null,null,"South Korea",1,1,1,1,null,0]
[null,null,"Russian Federation",0,0,0,0,null,100]
[]
[]
[null,null,"Self sufficiency (coal & gas production/coal & gas consumption)"]
[null,null,"Source: IEA 2018 Energy Balances "]
[null,null,null,2000,2001,2002,2003,2004,2005,2006,2007,2008,2009,2010,2011,2012,2013,2014,2015,2016,null,"Min","Average","Max",null,"MAX",{"$f":"MAX(X143:X161)","v":23.349440360148737},{"$f":"INDEX($C$143:$C$161,MATCH(AA142,$X$143:$X$161,0))","v":"Australia"},null,2016,null,"Setting limit","Normalized [0-100]",null,"MAX",1]
[null,null,{"$f":"Default_CountryAll","v":"Argentina"},2.1579296330373068,2.1834737244844105,2.1570630366861581,2.1809562143420536,2.1833616073841746,2.0873832209385417,2.022871685870232,1.8570641096231653,1.9068903280861822,1.8920635790219629,1.7252434593350976,1.6273901914172353,1.6082580299360201,1.4659628480690172,1.4950254757205124,1.5046544922939624,1.609110181306012,null,{"$f":"MIN($D143:$T143)","v":1.4659628480690172},{"$f":"AVERAGE($D143:$T143)","v":1.8626295186795319},{"$f":"MAX(D143:$T143)","v":2.1834737244844105},null,"MIN",{"$f":"MIN(V143:V161)","v":5.5643092181085932E-4},{"$f":"INDEX($C$143:$C$161,MATCH(AA143,$V$143:$V$161,0))","v":"France"},{"$f":"C143","v":"Argentina"},{"$f":"T143","v":1.609110181306012},null,{"$f":"IF(AD143>1,1,AD143)","v":1},{"$f":"ROUND((AF143-$AJ$143)/($AJ$142-$AJ$143)*100,0)","v":100},null,"MIN",0]
[null,null,"Australia",12.387914295037444,12.998206266959237,14.451325475440095,13.25715790411283,13.277446168028611,14.355786747938611,15.09598471980178,15.477235571714839,15.472764561276863,16.727562437958667,19.257545610663836,18.571746731559546,19.28594948768739,20.383340938794607,21.230866473980115,22.382363026951502,23.349440360148737,null,{"$f":"MIN($D144:$T144)","v":12.387914295037444},{"$f":"AVERAGE($D144:$T144)","v":16.93897863400322},{"$f":"MAX(D144:$T144)","v":23.349440360148737},null,null,null,null,"Australia",{"$f":"T144","v":23.349440360148737},null,{"$f":"IF(AD144>1,1,AD144)","v":1},{"$f":"ROUND((AF144-$AJ$143)/($AJ$142-$AJ$143)*100,0)","v":100}]
[null,null,"Brazil",0.8224693853816446,0.75704040691846441,0.77552405613985409,0.77412641704930085,0.73763541811462485,0.77301422735851477,0.74212441532920559,0.67394674967870827,0.84022736466754955,0.83661094588514817,0.72598770112037747,0.77338566577242163,0.90707540268929887,1.0395472264063566,1.1050542542289177,1.1232232554818256,1.1820232068994372,null,0.67394674967870827,0.85817741759539123,{"$f":"MAX(D145:$T145)","v":1.1820232068994372},null,null,null,null,"Brazil",1.1820232068994372,null,1,100]
[null,null,"Canada",3.2057157029705197,3.5933614585847056,3.3752521291310331,3.2167770902227453,3.261821085449351,3.7494974587691807,3.9040612351114694,3.7593160592133272,3.6834569152066048,3.6139249203530484,3.6723881707352963,3.3551774614690899,3.4441715812856697,3.3303332327080661,3.3701493470829735,3.3900647903785659,3.6553763004331419,null,3.2057157029705197,3.5047555846532226,{"$f":"MAX(D146:$T146)","v":3.9040612351114694},null,null,null,null,"Canada",3.6553763004331419,null,1,100]
[null,null,"China",2.5667948637667362,2.6284111533679804,2.6814144746809294,2.7414416677306876,2.5071163062375041,2.2370209103332832,2.2870287041616244,2.3386537649007684,2.2662654831422659,2.2568474569281252,2.3502741734854227,2.3506974580794049,2.2817941362475462,2.3337340581281523,2.3230767271978592,2.33490952194051,2.2285961302598758,null,2.2285961302598758,2.3949457053287455,{"$f":"MAX(D147:$T147)","v":2.7414416677306876},null,null,null,null,"China",2.2285961302598758,null,1,100]
[null,null,"France",0.11224471936537411,8.5938778155791484E-2,7.705244674837429E-2,7.2793820379480415E-2,4.4354206789578222E-2,3.4377383545961149E-2,3.6726785524037749E-2,3.3324723624632839E-2,2.7156419568797583E-2,2.5532700990801432E-2,2.2634405235176062E-2,1.8633090577780669E-2,1.8655468727244856E-2,1.3698126484762253E-2,6.5557290757920633E-3,6.1459656797742878E-4,5.5643092181085932E-4,null,5.5643092181085932E-4,3.7108813663727848E-2,{"$f":"MAX(D148:$T148)","v":0.11224471936537411},null,null,null,null,"France",5.5643092181085932E-4,null,5.5643092181085932E-4,0]
[null,null,"Germany",1.1920589673221298,1.1479884216335716,1.1605404248229503,1.1546664984757251,1.1496999130341277,1.1436410560635393,1.0714041623264705,1.1408601845069584,1.0257665441430184,1.0458950060160943,0.8970544164142612,0.98720877509172245,0.95929372671685054,0.86530112012433902,0.89870747027498332,0.8323784111491096,0.74585598832375921,null,0.74585598832375921,1.0246071227317419,{"$f":"MAX(D149:$T149)","v":1.1920589673221298},null,null,null,null,"Germany",0.74585598832375921,null,0.74585598832375921,75]
[null,null,"India",3.5899524940315461,3.7576031577840965,3.577973467092098,3.9480976165914448,3.6681484721784128,3.3032853206144899,3.1745948182360646,3.0952926902897784,2.7485998085793235,2.4582978207946433,2.2386247945768658,2.1550902489093589,2.2742798579028314,2.1113513482826511,2.129777026640856,2.269685661570187,2.2684201142170064,null,2.1113513482826511,2.8687691010759799,{"$f":"MAX(D150:$T150)","v":3.9480976165914448},null,null,null,null,"India",2.2684201142170064,null,1,100]
[null,null,"Indonesia",6.5764805007800042,6.5995705208693689,6.9050183383590564,6.4022209980237799,7.2196024338897136,7.4555520519487795,7.5165240442949166,7.8013718816250783,8.546561420852246,9.0406630232137708,10.947232259530992,13.957042257991974,14.434150239639346,15.11079421626085,13.427277558934573,11.655093676865894,13.635400671963417,null,6.4022209980237799,9.8370915350025747,{"$f":"MAX(D151:$T151)","v":15.11079421626085},null,null,null,null,"Indonesia",13.635400671963417,null,1,100]
[null,null,"Italy",0.33016813847707582,0.2950402410572136,0.29428730672776943,0.25829600614642984,0.24994329778980978,0.22469776473297057,0.2159113117417637,0.20449202829041779,0.19431804749545217,0.17521904697151747,0.16968085105142033,0.18248985421955613,0.18633240507435922,0.17111574843002134,0.18012986328179587,0.16216293592088296,0.13570195344881314,null,0.13570195344881314,0.21352863534454528,{"$f":"MAX(D152:$T152)","v":0.33016813847707582},null,null,null,null,"Italy",0.13570195344881314,null,0.13570195344881314,14]
[null,null,"Japan",8.7546356234903297E-2,8.6385274134091444E-2,7.1623061440667712E-2,7.1577098441098677E-2,7.0353610776195674E-2,7.0159573654236515E-2,7.2253991283101782E-2,7.5318172495869168E-2,7.8204232441515309E-2,7.789784107493701E-2,6.7169389048425232E-2,6.6576224518467397E-2,6.480229741508875E-2,5.679084527000642E-2,5.5709426473656912E-2,5.5498126994650544E-2,5.8052634215878404E-2,null,5.5498126994650544E-2,6.9759891524281775E-2,{"$f":"MAX(D153:$T153)","v":8.7546356234903297E-2},null,null,null,null,"Japan",5.8052634215878404E-2,null,5.8052634215878404E-2,6]
[null,null,"South Korea",0.18190115895435549,0.15760787322815717,6.4826377116882869E-2,6.3616297788721493E-2,6.0749557863007828E-2,7.1680641368874906E-2,6.5778063009835117E-2,6.3850006360480202E-2,5.3344981796986303E-2,6.1101222283757271E-2,4.792379594503067E-2,4.3135625793283276E-2,4.0719310653273354E-2,3.5911087879642228E-2,3.3501212427331756E-2,3.0462161388437516E-2,2.9278342581804982E-2,null,2.9278342581804982E-2,6.5022806849403675E-2,{"$f":"MAX(D154:$T154)","v":0.18190115895435549},null,null,null,null,"South Korea",2.9278342581804982E-2,null,2.9278342581804982E-2,3]
[null,null,"Mexico",2.9015243680528315,3.3956469921037384,3.1005374698584958,3.1546604911923346,3.1801866609059339,3.1707322058097973,3.1582962477813692,3.4771942145355181,2.96320420054233,3.6900197824278691,2.9789648996422855,2.8051248571186442,2.8046802643072768,2.574744281850736,2.6791295722660595,2.2527476874317198,2.3211720735649441,null,2.2527476874317198,2.9769744864348162,{"$f":"MAX(D155:$T155)","v":3.6900197824278691},null,null,null,null,"Mexico",2.3211720735649441,null,1,100]
[null,null,"Russian Federation",4.4347299666256879,4.4239966521201168,4.5923071208076252,4.614438544556668,4.6939849815936858,4.7631195086497993,4.7437247747808691,4.6934502731629282,4.6853848347991489,4.434253554677948,4.4855750097380529,4.6669429589173577,5.1349149690237876,5.3107518962384797,4.8416593807917279,4.7290651773174384,4.6008443211990544,null,4.4239966521201168,4.6970084661764924,{"$f":"MAX(D156:$T156)","v":5.3107518962384797},null,null,null,null,"Russian Federation",4.6008443211990544,null,1,100]
[null,null,"Saudi Arabia",2.6609144907992412,3.2412056126966347,2.9748327655900959,3.0959031785393676,2.938143535988186,2.8787715892557237,2.6476459383762312,2.4931083270402645,2.3014838557793946,2.3258506403806836,2.1913472429534906,2.1113298463084824,2.1709942652237944,2.5152797642691547,2.4813245086102054,3.3541430092044644,3.4865883535856428,null,2.1113298463084824,2.698168642623592,{"$f":"MAX(D157:$T157)","v":3.4865883535856428},null,null,null,null,"Saudi Arabia",3.4865883535856428,null,1,100]
[null,null,"South Africa",8.0574997149033756,8.3912336801640492,7.5497251574913067,7.6199116713671255,7.2354092027919412,7.443615241480301,7.6000276641674986,7.6640890832418513,7.4550492125634547,6.1055840709905169,8.4139502371201136,8.8155028358603307,7.8704307776328939,7.1620906907691806,7.0309285656421006,7.732323820584841,7.8833691815922666,null,6.1055840709905169,7.6488671063743023,{"$f":"MAX(D158:$T158)","v":8.8155028358603307},null,null,null,null,"South Africa",7.8833691815922666,null,1,100]
[null,null,"Turkey",0.86020561420976716,1.0314266341966409,0.76517548613228947,0.64463782232741251,0.55529726310734762,0.54562158621724799,0.53812549209786675,0.55845497244841158,0.67489032451520636,0.68585963764848012,0.61876221154376465,0.54844897180531893,0.4905097175253274,0.4590810108178609,0.45701320784584626,0.39200934734968307,0.4595604450860431,null,0.39200934734968307,0.60500469087497155,{"$f":"MAX(D159:$T159)","v":1.0314266341966409},null,null,null,null,"Turkey",0.4595604450860431,null,0.4595604450860431,46]
[null,null,"United Kingdom",2.0471765782816407,1.9903999355831412,2.0502610173331344,1.982313707391155,1.8245002752895789,1.7069632222409783,1.6158987331685586,1.5269828510143151,1.4489307375814597,1.3822731329441702,1.2094451357902036,1.2078967287842111,0.96465488844827962,0.84965093027871419,0.97828781359797445,0.97660355765762119,0.91803525520732521,null,0.84965093027871419,1.451780852976027,{"$f":"MAX(D160:$T160)","v":2.0502610173331344},null,null,null,null,"United Kingdom",0.91803525520732521,null,0.91803525520732521,92]
[null,null,"United States of America",2.5060973211597117,2.7803888367486933,2.7041818068579691,2.6777008301886549,2.7606625468975743,2.8988388372821809,3.0690606776404361,2.9500365979702492,2.9882124575124203,3.0726317429416277,2.9459572238805865,3.071891026377235,3.1570261021076114,2.8749434356931935,2.916994121461459,3.0273125886791461,2.7596054298031385,null,2.5060973211597117,2.8918553872471704,{"$f":"MAX(D161:$T161)","v":3.1570261021076114},null,null,null,null,"United States of America",2.7596054298031385,null,1,100,"CoalGas_SelfSufficiency_data"]

{"sheet":"HistVREShare","index":11,"n_rows":749,"n_cols":60,"rows_kept":749,"cut":false,"hidden":false,"merged":[]}
[]
[null,"Historical share of VRE electricity generation from IEA 2017 Energy statistics"]
[null,"Source: IEA 2018 Energy Balances"]
[]
[null,null,{"$f":"IF(SUM(IF((HistVREShare_Country=SelectedCountry)*(C7:C151>0),C6))<>0,SUM(IF((HistVREShare_Country=SelectedCountry)*(C7:C151>0),C6)),\"\")","v":""},{"$f":"IF(SUM(IF((HistVREShare_Country=SelectedCountry)*(D7:D151>0),D6))<>0,SUM(IF((HistVREShare_Country=SelectedCountry)*(D7:D151>0),D6)),\"\")","v":""},{"$f":"IF(SUM(IF((HistVREShare_Country=SelectedCountry)*(E7:E151>0),E6))<>0,SUM(IF((HistVREShare_Country=SelectedCountry)*(E7:E151>0),E6)),\"\")","v":""},{"$f":"IF(SUM(IF((HistVREShare_Country=SelectedCountry)*(F7:F151>0),F6))<>0,SUM(IF((HistVREShare_Country=SelectedCountry)*(F7:F151>0),F6)),\"\")","v":""},{"$f":"IF(SUM(IF((HistVREShare_Country=SelectedCountry)*(G7:G151>0),G6))<>0,SUM(IF((HistVREShare_Country=SelectedCountry)*(G7:G151>0),G6)),\"\")","v":""},{"$f":"IF(SUM(IF((HistVREShare_Country=SelectedCountry)*(H7:H151>0),H6))<>0,SUM(IF((HistVREShare_Country=SelectedCountry)*(H7:H151>0),H6)),\"\")","v":""},{"$f":"IF(SUM(IF((HistVREShare_Country=SelectedCountry)*(I7:I151>0),I6))<>0,SUM(IF((HistVREShare_Country=SelectedCountry)*(I7:I151>0),I6)),\"\")","v":""},{"$f":"IF(SUM(IF((HistVREShare_Country=SelectedCountry)*(J7:J151>0),J6))<>0,SUM(IF((HistVREShare_Country=SelectedCountry)*(J7:J151>0),J6)),\"\")","v":""},{"$f":"IF(SUM(IF((HistVREShare_Country=SelectedCountry)*(K7:K151>0),K6))<>0,SUM(IF((HistVREShare_Country=SelectedCountry)*(K7:K151>0),K6)),\"\")","v":""},{"$f":"IF(SUM(IF((HistVREShare_Country=SelectedCountry)*(L7:L151>0),L6))<>0,SUM(IF((HistVREShare_Country=SelectedCountry)*(L7:L151>0),L6)),\"\")","v":""},{"$f":"IF(SUM(IF((HistVREShare_Country=SelectedCountry)*(M7:M151>0),M6))<>0,SUM(IF((HistVREShare_Country=SelectedCountry)*(M7:M151>0),M6)),\"\")","v":""},{"$f":"IF(SUM(IF((HistVREShare_Country=SelectedCountry)*(N7:N151>0),N6))<>0,SUM(IF((HistVREShare_Country=SelectedCountry)*(N7:N151>0),N6)),\"\")","v":""},{"$f":"IF(SUM(IF((HistVREShare_Country=SelectedCountry)*(O7:O151>0),O6))<>0,SUM(IF((HistVREShare_Country=SelectedCountry)*(O7:O151>0),O6)),\"\")","v":""},{"$f":"IF(SUM(IF((HistVREShare_Country=SelectedCountry)*(P7:P151>0),P6))<>0,SUM(IF((HistVREShare_Country=SelectedCountry)*(P7:P151>0),P6)),\"\")","v":""},{"$f":"IF(SUM(IF((HistVREShare_Country=SelectedCountry)*(Q7:Q151>0),Q6))<>0,SUM(IF((HistVREShare_Country=SelectedCountry)*(Q7:Q151>0),Q6)),\"\")","v":""},{"$f":"IF(SUM(IF((HistVREShare_Country=SelectedCountry)*(R7:R151>0),R6))<>0,SUM(IF((HistVREShare_Country=SelectedCountry)*(R7:R151>0),R6)),\"\")","v":""},{"$f":"IF(SUM(IF((HistVREShare_Country=SelectedCountry)*(S7:S151>0),S6))<>0,SUM(IF((HistVREShare_Country=SelectedCountry)*(S7:S151>0),S6)),\"\")","v":""},{"$f":"IF(SUM(IF((HistVREShare_Country=SelectedCountry)*(T7:T151>0),T6))<>0,SUM(IF((HistVREShare_Country=SelectedCountry)*(T7:T151>0),T6)),\"\")","v":""},{"$f":"IF(SUM(IF((HistVREShare_Country=SelectedCountry)*(U7:U151>0),U6))<>0,SUM(IF((HistVREShare_Country=SelectedCountry)*(U7:U151>0),U6)),\"\")","v":""},{"$f":"IF(SUM(IF((HistVREShare_Country=SelectedCountry)*(V7:V151>0),V6))<>0,SUM(IF((HistVREShare_Country=SelectedCountry)*(V7:V151>0),V6)),\"\")","v":""},{"$f":"IF(SUM(IF((HistVREShare_Country=SelectedCountry)*(W7:W151>0),W6))<>0,SUM(IF((HistVREShare_Country=SelectedCountry)*(W7:W151>0),W6)),\"\")","v":""},{"$f":"IF(SUM(IF((HistVREShare_Country=SelectedCountry)*(X7:X151>0),X6))<>0,SUM(IF((HistVREShare_Country=SelectedCountry)*(X7:X151>0),X6)),\"\")","v":""},{"$f":"IF(SUM(IF((HistVREShare_Country=SelectedCountry)*(Y7:Y151>0),Y6))<>0,SUM(IF((HistVREShare_Country=SelectedCountry)*(Y7:Y151>0),Y6)),\"\")","v":""},{"$f":"IF(SUM(IF((HistVREShare_Country=SelectedCountry)*(Z7:Z151>0),Z6))<>0,SUM(IF((HistVREShare_Country=SelectedCountry)*(Z7:Z151>0),Z6)),\"\")","v":1983},{"$f":"IF(SUM(IF((HistVREShare_Country=SelectedCountry)*(AA7:AA151>0),AA6))<>0,SUM(IF((HistVREShare_Country=SelectedCountry)*(AA7:AA151>0),AA6)),\"\")","v":1984},{"$f":"IF(SUM(IF((HistVREShare_Country=SelectedCountry)*(AB7:AB151>0),AB6))<>0,SUM(IF((HistVREShare_Country=SelectedCountry)*(AB7:AB151>0),AB6)),\"\")","v":1985},{"$f":"IF(SUM(IF((HistVREShare_Country=SelectedCountry)*(AC7:AC151>0),AC6))<>0,SUM(IF((HistVREShare_Country=SelectedCountry)*(AC7:AC151>0),AC6)),\"\")","v":1986},{"$f":"IF(SUM(IF((HistVREShare_Country=SelectedCountry)*(AD7:AD151>0),AD6))<>0,SUM(IF((HistVREShare_Country=SelectedCountry)*(AD7:AD151>0),AD6)),\"\")","v":1987},{"$f":"IF(SUM(IF((HistVREShare_Country=SelectedCountry)*(AE7:AE151>0),AE6))<>0,SUM(IF((HistVREShare_Country=SelectedCountry)*(AE7:AE151>0),AE6)),\"\")","v":1988},{"$f":"IF(SUM(IF((HistVREShare_Country=SelectedCountry)*(AF7:AF151>0),AF6))<>0,SUM(IF((HistVREShare_Country=SelectedCountry)*(AF7:AF151>0),AF6)),\"\")","v":1989},{"$f":"IF(SUM(IF((HistVREShare_Country=SelectedCountry)*(AG7:AG151>0),AG6))<>0,SUM(IF((HistVREShare_Country=SelectedCountry)*(AG7:AG151>0),AG6)),\"\")","v":1990},{"$f":"IF(SUM(IF((HistVREShare_Country=SelectedCountry)*(AH7:AH151>0),AH6))<>0,SUM(IF((HistVREShare_Country=SelectedCountry)*(AH7:AH151>0),AH6)),\"\")","v":1991},{"$f":"IF(SUM(IF((HistVREShare_Country=SelectedCountry)*(AI7:AI151>0),AI6))<>0,SUM(IF((HistVREShare_Country=SelectedCountry)*(AI7:AI151>0),AI6)),\"\")","v":1992},{"$f":"IF(SUM(IF((HistVREShare_Country=SelectedCountry)*(AJ7:AJ151>0),AJ6))<>0,SUM(IF((HistVREShare_Country=SelectedCountry)*(AJ7:AJ151>0),AJ6)),\"\")","v":1993},{"$f":"IF(SUM(IF((HistVREShare_Country=SelectedCountry)*(AK7:AK151>0),AK6))<>0,SUM(IF((HistVREShare_Country=SelectedCountry)*(AK7:AK151>0),AK6)),\"\")","v":1994},{"$f":"IF(SUM(IF((HistVREShare_Country=SelectedCountry)*(AL7:AL151>0),AL6))<>0,SUM(IF((HistVREShare_Country=SelectedCountry)*(AL7:AL151>0),AL6)),\"\")","v":1995},{"$f":"IF(SUM(IF((HistVREShare_Country=SelectedCountry)*(AM7:AM151>0),AM6))<>0,SUM(IF((HistVREShare_Country=SelectedCountry)*(AM7:AM151>0),AM6)),\"\")","v":1996},{"$f":"IF(SUM(IF((HistVREShare_Country=SelectedCountry)*(AN7:AN151>0),AN6))<>0,SUM(IF((HistVREShare_Country=SelectedCountry)*(AN7:AN151>0),AN6)),\"\")","v":1997},{"$f":"IF(SUM(IF((HistVREShare_Country=SelectedCountry)*(AO7:AO151>0),AO6))<>0,SUM(IF((HistVREShare_Country=SelectedCountry)*(AO7:AO151>0),AO6)),\"\")","v":1998},{"$f":"IF(SUM(IF((HistVREShare_Country=SelectedCountry)*(AP7:AP151>0),AP6))<>0,SUM(IF((HistVREShare_Country=SelectedCountry)*(AP7:AP151>0),AP6)),\"\")","v":1999},{"$f":"IF(SUM(IF((HistVREShare_Country=SelectedCountry)*(AQ7:AQ151>0),AQ6))<>0,SUM(IF((HistVREShare_Country=SelectedCountry)*(AQ7:AQ151>0),AQ6)),\"\")","v":2000},{"$f":"IF(SUM(IF((HistVREShare_Country=SelectedCountry)*(AR7:AR151>0),AR6))<>0,SUM(IF((HistVREShare_Country=SelectedCountry)*(AR7:AR151>0),AR6)),\"\")","v":2001},{"$f":"IF(SUM(IF((HistVREShare_Country=SelectedCountry)*(AS7:AS151>0),AS6))<>0,SUM(IF((HistVREShare_Country=SelectedCountry)*(AS7:AS151>0),AS6)),\"\")","v":2002},{"$f":"IF(SUM(IF((HistVREShare_Country=SelectedCountry)*(AT7:AT151>0),AT6))<>0,SUM(IF((HistVREShare_Country=SelectedCountry)*(AT7:AT151>0),AT6)),\"\")","v":2003},{"$f":"IF(SUM(IF((HistVREShare_Country=SelectedCountry)*(AU7:AU151>0),AU6))<>0,SUM(IF((HistVREShare_Country=SelectedCountry)*(AU7:AU151>0),AU6)),\"\")","v":2004},{"$f":"IF(SUM(IF((HistVREShare_Country=SelectedCountry)*(AV7:AV151>0),AV6))<>0,SUM(IF((HistVREShare_Country=SelectedCountry)*(AV7:AV151>0),AV6)),\"\")","v":2005},{"$f":"IF(SUM(IF((HistVREShare_Country=SelectedCountry)*(AW7:AW151>0),AW6))<>0,SUM(IF((HistVREShare_Country=SelectedCountry)*(AW7:AW151>0),AW6)),\"\")","v":2006},{"$f":"IF(SUM(IF((HistVREShare_Country=SelectedCountry)*(AX7:AX151>0),AX6))<>0,SUM(IF((HistVREShare_Country=SelectedCountry)*(AX7:AX151>0),AX6)),\"\")","v":2007},{"$f":"IF(SUM(IF((HistVREShare_Country=SelectedCountry)*(AY7:AY151>0),AY6))<>0,SUM(IF((HistVREShare_Country=SelectedCountry)*(AY7:AY151>0),AY6)),\"\")","v":2008},{"$f":"IF(SUM(IF((HistVREShare_Country=SelectedCountry)*(AZ7:AZ151>0),AZ6))<>0,SUM(IF((HistVREShare_Country=SelectedCountry)*(AZ7:AZ151>0),AZ6)),\"\")","v":2009},{"$f":"IF(SUM(IF((HistVREShare_Country=SelectedCountry)*(BA7:BA151>0),BA6))<>0,SUM(IF((HistVREShare_Country=SelectedCountry)*(BA7:BA151>0),BA6)),\"\")","v":2010},{"$f":"IF(SUM(IF((HistVREShare_Country=SelectedCountry)*(BB7:BB151>0),BB6))<>0,SUM(IF((HistVREShare_Country=SelectedCountry)*(BB7:BB151>0),BB6)),\"\")","v":2011},{"$f":"IF(SUM(IF((HistVREShare_Country=SelectedCountry)*(BC7:BC151>0),BC6))<>0,SUM(IF((HistVREShare_Country=SelectedCountry)*(BC7:BC151>0),BC6)),\"\")","v":2012},{"$f":"IF(SUM(IF((HistVREShare_Country=SelectedCountry)*(BD7:BD151>0),BD6))<>0,SUM(IF((HistVREShare_Country=SelectedCountry)*(BD7:BD151>0),BD6)),\"\")","v":2013},{"$f":"IF(SUM(IF((HistVREShare_Country=SelectedCountry)*(BE7:BE151>0),BE6))<>0,SUM(IF((HistVREShare_Country=SelectedCountry)*(BE7:BE151>0),BE6)),\"\")","v":2014},{"$f":"IF(SUM(IF((HistVREShare_Country=SelectedCountry)*(BF7:BF151>0),BF6))<>0,SUM(IF((HistVREShare_Country=SelectedCountry)*(BF7:BF151>0),BF6)),\"\")","v":2015},{"$f":"IF(SUM(IF((HistVREShare_Country=SelectedCountry)*(BG7:BG151>0),BG6))<>0,SUM(IF((HistVREShare_Country=SelectedCountry)*(BG7:BG151>0),BG6)),\"\")","v":2016}]
[null,null,1960,1961,1962,1963,1964,1965,1966,1967,1968,1969,1970,1971,1972,1973,1974,1975,1976,1977,1978,1979,1980,1981,1982,1983,1984,1985,1986,1987,1988,1989,1990,1991,1992,1993,1994,1995,1996,1997,1998,1999,2000,2001,2002,2003,2004,2005,2006,2007,2008,2009,2010,2011,2012,2013,2014,2015,2016,"HistVREShare_Year"]
[null,"World",0,0,0,0,0,0,0,0,0,0,0,0,0,0,0,0,0,0,3.8995846552383707E-7,7.4775318860653454E-7,1.327943492382735E-6,1.3011592145729833E-6,2.2247584468516333E-6,3.7080334882617144E-6,5.4260271841834078E-6,7.6587576208467706E-6,1.5461423896046902E-5,1.9887540692512577E-5,3.1477614562868914E-5,2.7864771735386514E-4,3.9066409013995901E-4,4.188081146794967E-4,4.5013058365079287E-4,5.316324502314322E-4,6.4714465156225955E-4,6.7670638798466188E-4,7.7288470027284388E-4,9.4780911872638038E-4,1.2074737961585301E-3,1.5401736945412361E-3,2.1285253417631556E-3,2.5922277767206044E-3,3.4013944115310604E-3,3.9846921296350151E-3,5.0013898452669356E-3,5.9257475515567311E-3,7.3184128799689699E-3,9.0218643764826099E-3,1.1563492891986852E-2,1.4812062114336956E-2,1.7465420019254906E-2,2.263323688995672E-2,2.7678970336608009E-2,3.3881325474628923E-2,3.8467011555029906E-2,4.5230185236056542E-2,5.1904252993660638E-2,"HistVREShare_Data"]
[null,"Albania",0,0,0,0,0,0,0,0,0,0,0,0,0,0,0,0,0,0,0,0,0,0,0,0,0,0,0,0,0,0,0,0,0,0,0,0,0,0,0,0,0,0,0,0,0,0,0,0,0,0,0,0,0,0,0,0,0]
[null,"Algeria",0,0,0,0,0,0,0,0,0,0,0,0,0,0,0,0,0,0,0,0,0,0,0,0,0,0,0,0,0,0,0,0,0,0,0,0,0,0,0,0,0,0,0,0,0,0,0,0,0,0,0,0,0,0,0,1.1192185819355214E-3,1.6338718537402988E-3]
[null,"Angola",0,0,0,0,0,0,0,0,0,0,0,0,0,0,0,0,0,0,0,0,0,0,0,0,0,0,0,0,0,0,0,0,0,0,0,0,0,0,0,0,0,0,0,0,0,0,0,0,0,0,0,0,0,0,0,0,0]
[null,"Argentina",0,0,0,0,0,0,0,0,0,0,0,0,0,0,0,0,0,0,0,0,0,0,0,0,0,0,0,0,0,0,0,0,0,0,0,0,1.4350084665499526E-4,2.0747461893828322E-4,4.4587364211208996E-4,4.3496091565486472E-4,3.9365650657968731E-4,5.4374965322088445E-4,8.6438610824955892E-4,8.4754971205041837E-4,7.1881395697099789E-4,7.1096112464570432E-4,6.5500753258662474E-4,5.6789089047153563E-4,3.4538337554685701E-4,2.9527801245088955E-4,1.9958008350430694E-4,2.1612442591949365E-4,2.7796825115942989E-3,3.4225398697133981E-3,4.5967193178034198E-3,4.2357388742868575E-3,3.8711612120551232E-3]
[null,"Armenia",0,0,0,0,0,0,0,0,0,0,0,0,0,0,0,0,0,0,0,0,0,0,0,0,0,0,0,0,0,0,0,0,0,0,0,0,0,0,0,0,0,0,0,0,0,0,0,5.0864699898270599E-4,3.466204506065858E-4,7.0534297302063127E-4,1.0784162686797104E-3,4.0376850605652762E-4,4.9776007964161273E-4,5.1880674448767834E-4,5.1612903225806454E-4,5.1288626747018852E-4,4.1011619958988382E-4]
[null,"Australia",0,0,0,0,0,0,0,0,0,0,0,0,0,0,0,0,0,0,0,0,0,0,0,0,0,0,0,0,0,0,0,0,0,6.7387095983729073E-5,1.016934958036478E-4,1.3309800063655565E-4,1.4666478634889297E-4,1.6429443753799308E-4,1.8459739820222645E-4,3.0447828627834224E-4,4.574391034193573E-4,1.1325886785722248E-3,1.820756625531054E-3,3.4544350049413833E-3,3.3915684032022717E-3,4.2216451278098682E-3,7.7515715838729496E-3,1.1194383053679535E-2,1.3247049240351664E-2,1.6058364739313571E-2,2.1538790407499189E-2,2.9459979193594148E-2,3.7050471551456111E-2,4.5873951939663815E-2,5.7643806382772333E-2,6.5610688693396355E-2,7.1816759584736212E-2]
[null,"Austria",0,0,0,0,0,0,0,0,0,0,0,0,0,0,0,0,0,0,0,0,0,0,0,0,0,0,0,0,0,0,0,0,0,1.946623581398065E-5,1.9189806374853679E-5,3.6246330059081518E-5,1.1199462425803562E-4,3.9507946484690668E-4,8.4063673761402256E-4,8.8457173376059819E-4,1.1691218224939039E-3,1.8013002112433885E-3,2.4544526076499852E-3,6.6612733876103758E-3,1.5367727771679473E-2,2.0965140801389406E-2,2.8493458544024401E-2,3.2700271312294728E-2,3.1626739393188087E-2,3.021207276237594E-2,3.1692525097889127E-2,3.388306328585422E-2,4.0736428467471983E-2,5.7861226007343031E-2,7.5161489271918722E-2,9.3534964299013978E-2,9.6997089014861343E-2]
[null,"Azerbaijan",0,0,0,0,0,0,0,0,0,0,0,0,0,0,0,0,0,0,0,0,0,0,0,0,0,0,0,0,0,0,0,0,0,0,0,0,0,0,0,0,0,0,0,0,0,0,0,0,0,1.0599957600169599E-4,5.3447354355959382E-5,0,0,8.5638434529416798E-5,2.0219993529602069E-4,4.050550874918989E-4,2.324369815252675E-3]
[null,"Bahrain",0,0,0,0,0,0,0,0,0,0,0,0,0,0,0,0,0,0,0,0,0,0,0,0,0,0,0,0,0,0,0,0,0,0,0,0,0,0,0,0,0,0,0,0,0,0,0,0,0,0,0,0,0,0,0,0,0]
[null,"Bangladesh",0,0,0,0,0,0,0,0,0,0,0,0,0,0,0,0,0,0,0,0,0,0,0,0,0,0,0,0,0,0,0,0,0,0,0,0,0,0,0,0,0,0,0,0,0,0,0,0,0,0,0,0,0,2.6355421686746986E-3,2.6680992031515804E-3,2.6774669129484333E-3,2.642747213456247E-3]
[null,"Belarus",0,0,0,0,0,0,0,0,0,0,0,0,0,0,0,0,0,0,0,0,0,0,0,0,0,0,0,0,0,0,0,0,0,0,0,0,0,0,0,0,0,0,0,0,3.2041012495994874E-5,3.2298698362455994E-5,3.1435666907673447E-5,3.1417889346193722E-5,2.8532298561972153E-5,3.2920726889649725E-5,2.8657400773749819E-5,3.1055900621118014E-5,1.9481151985454074E-4,2.5391182911733902E-4,3.4547286598531741E-4,9.975940379085735E-4,3.0685813025084908E-3]
[null,"Belgium",0,0,0,0,0,0,0,0,0,0,0,0,0,0,0,0,0,0,0,0,0,0,0,0,0,0,0,9.6266465576716356E-5,1.2395221642056987E-4,1.0466976688547632E-4,9.9584589996016615E-5,1.1238164807686905E-4,1.2603276851981516E-4,1.1417480162128218E-4,1.2615466562005019E-4,1.2242232983296152E-4,1.0647076046740663E-4,1.0274720334955883E-4,1.3402375875723425E-4,1.5593887196219082E-4,1.9329974750220482E-4,4.7063013559235796E-4,7.04234052805199E-4,1.0531228683237396E-3,1.6952568373383283E-3,2.6601640434493461E-3,4.3628776023142222E-3,5.678182981445937E-3,8.1236615101156935E-3,1.2939001848428836E-2,1.9737192672087647E-2,3.9106208012222796E-2,6.0021318043150661E-2,7.6785453483277352E-2,0.10486419960280831,0.12548546160671428,0.10097036764967239]
[null,"Benin",0,0,0,0,0,0,0,0,0,0,0,0,0,0,0,0,0,0,0,0,0,0,0,0,0,0,0,0,0,0,0,0,0,0,0,0,0,0,0,0,0,0,0,0,0,0,0,0,0,0,0,0,0,0,0,1.4619883040935672E-2,1.4084507042253521E-2]
[null,"Bolivia",0,0,0,0,0,0,0,0,0,0,0,0,0,0,0,0,0,0,0,0,0,0,0,0,0,0,0,0,0,0,0,0,0,0,0,0,0,0,0,0,0,0,0,0,0,0,0,0,1.7190991920233798E-4,3.2674399607907203E-4,4.4267374944665782E-4,4.155124653739612E-4,3.9159378671191748E-4,4.96031746031746E-4,1.6353229762878169E-3,2.5211005151814098E-3,4.8889361249867145E-3]
[null,"Bosnia and Herzegovina",0,0,0,0,0,0,0,0,0,0,0,0,0,0,0,0,0,0,0,0,0,0,0,0,0,0,0,0,0,0,0,0,0,0,0,0,0,0,0,0,0,0,0,0,0,0,0,0,0,0,0,0,0,0,0,0,1.3508189339787246E-3]
[null,"Botswana",0,0,0,0,0,0,0,0,0,0,0,0,0,0,0,0,0,0,0,0,0,0,0,0,0,0,0,0,0,0,0,0,0,0,0,0,0,0,0,0,0,0,0,0,0,0,0,0,0,0,0,0,0,2.1645021645021645E-3,8.6430423509075197E-4,6.7385444743935314E-4,7.4404761904761901E-4]
[null,"Brazil",0,0,0,0,0,0,0,0,0,0,0,0,0,0,0,0,0,0,0,0,0,0,0,0,0,0,0,0,0,0,0,0,0,0,0,0,6.8662926825918881E-6,1.2987772012650089E-5,1.5540112137449185E-5,5.9752148089723823E-6,5.732137227365223E-6,1.0654230642784955E-4,1.764683759991437E-4,1.6742649016437988E-4,1.5743845059916945E-4,2.3075033558046115E-4,5.6517788795169518E-4,1.4489595571799878E-3,1.8075138154953819E-3,2.6559627221258001E-3,4.2210782460324388E-3,5.0869099983639147E-3,9.1382205622629487E-3,1.1528709709050667E-2,2.0700887664627673E-2,3.7281742347658048E-2,5.7995574281079793E-2]
[null,"Brunei",0,0,0,0,0,0,0,0,0,0,0,0,0,0,0,0,0,0,0,0,0,0,0,0,0,0,0,0,0,0,0,0,0,0,0,0,0,0,0,0,0,0,0,0,0,0,0,0,0,0,0,5.369127516778523E-4,5.0890585241730279E-4,4.5433893684688776E-4,4.4385264092321349E-4,4.7619047619047619E-4,2.34192037470726E-4]
[null,"Bulgaria",0,0,0,0,0,0,0,0,0,0,0,0,0,0,0,0,0,0,0,0,0,0,0,0,0,0,0,0,0,0,0,0,0,0,0,0,0,0,0,0,0,0,0,0,2.4139429343890312E-5,1.1370872373328481E-4,4.3954111907168914E-4,1.0946270116682581E-3,2.7364076798851605E-3,5.6629149854887807E-3,1.5124845165916943E-2,1.9231153669312117E-2,4.3689216170377208E-2,6.350275139891802E-2,5.5042939032966094E-2,5.8163390915432274E-2,6.2954917023134979E-2]
[null,"Cambodia",0,0,0,0,0,0,0,0,0,0,0,0,0,0,0,0,0,0,0,0,0,0,0,0,0,0,0,0,0,0,0,0,0,0,0,0,0,0,0,0,2.232142857142857E-3,1.9646365422396855E-3,1.3736263736263737E-3,1.3106159895150721E-3,1.2269938650306749E-3,1.037344398340249E-3,1.6963528413910093E-3,1.3404825737265416E-3,1.3495276653171389E-3,1.5797788309636651E-3,3.0000000000000001E-3,2.8301886792452828E-3,2.0920502092050207E-3,1.687289088863892E-3,9.7975179621162642E-4,6.8228337502842845E-4,5.3628888094386842E-4]
[null,"Cameroon",0,0,0,0,0,0,0,0,0,0,0,0,0,0,0,0,0,0,0,0,0,0,0,0,0,0,0,0,0,0,0,0,0,0,0,0,0,0,0,0,0,0,0,0,0,0,0,0,0,0,0,0,0,0,0,0,0]
[null,"Canada",0,0,0,0,0,0,0,0,0,0,0,0,0,0,0,0,0,0,0,0,0,0,0,0,0,0,0,0,0,0,0,0,1.1724478597060424E-4,1.1651572868372933E-4,1.1157641274634542E-4,1.1249899554468264E-4,1.1868835405434181E-4,1.202928870292887E-4,1.2819394319227845E-4,3.0572852343486859E-4,4.6235444091440497E-4,6.0361490725355216E-4,7.1528616436943363E-4,1.4401009597280602E-3,1.6120293732756537E-3,2.5529404749049496E-3,4.0820134441292826E-3,4.8241867833505913E-3,6.0494909439611109E-3,1.106798695453271E-2,1.4859768075743608E-2,1.6977100874812225E-2,1.9231406301515513E-2,2.9518157261311982E-2,3.7272732769410302E-2,4.3921351426197727E-2,5.0645335794895156E-2]
[null,"Chile",0,0,0,0,0,0,0,0,0,0,0,0,0,0,0,0,0,0,0,0,0,0,0,0,0,0,0,0,0,0,0,0,0,0,0,0,0,0,0,0,0,1.6458583151113306E-4,1.6028943692610658E-4,1.4948002306263214E-4,1.3669739103265116E-4,1.3337398064171938E-4,1.2653651482284888E-4,1.5382248884786957E-4,6.3647326812273889E-4,1.3010111656401304E-3,5.4935963199523449E-3,5.1435788961088367E-3,5.863715215552465E-3,7.691781290631629E-3,2.7179059545178297E-2,4.4782256887792325E-2,6.4154940233015587E-2]
[null,"China",0,0,0,0,0,0,0,0,0,0,0,0,0,0,0,0,0,0,0,0,0,0,0,0,0,0,0,0,0,0,6.4384452442424203E-6,1.6233167312304004E-5,2.254429622674788E-5,3.1011487370571768E-5,4.8478580547161578E-5,7.0442517913234666E-5,9.9052062504628602E-5,1.9103996168636344E-4,3.2890792291220556E-4,4.1212103615777382E-4,4.6985479495300714E-4,5.2668930530355869E-4,5.567767162143536E-4,5.7725872757103866E-4,6.3898285547278827E-4,8.4464255862707195E-4,1.38278562740365E-3,1.7746412780829974E-3,4.31243213154187E-3,7.3158960243183083E-3,1.0798379111427512E-2,1.5503327303399612E-2,2.0530090684915459E-2,2.8818554061782003E-2,3.2706554919079485E-2,3.9456920811504329E-2,5.0484984339207326E-2]
[null,"Colombia",0,0,0,0,0,0,0,0,0,0,0,0,0,0,0,0,0,0,0,0,0,0,0,0,0,0,0,0,0,0,0,0,0,0,0,0,0,0,0,0,0,0,0,0,1.0458778334238421E-3,9.7343902099847031E-4,1.1717660187854553E-3,9.0538705296514259E-4,9.6535449962458441E-4,1.0148908992283329E-3,6.5630048465266562E-4,6.7207605933939838E-4,8.8228688761269214E-4,7.8385793250712902E-4,9.8418277680140608E-4,8.7057829443470025E-4,6.6316446478726721E-4]
[null,"Congo",0,0,0,0,0,0,0,0,0,0,0,0,0,0,0,0,0,0,0,0,0,0,0,0,0,0,0,0,0,0,0,0,0,0,0,0,0,0,0,0,0,0,0,0,0,0,0,0,0,0,0,0,0,0,0,0,0]
[null,"Costa Rica",0,0,0,0,0,0,0,0,0,0,0,0,0,0,0,0,0,0,0,0,0,0,0,0,0,0,0,0,0,0,0,0,0,0,0,0,4.7896709704289882E-3,1.3544822669755837E-2,1.6441899131719933E-2,1.6348332793784396E-2,2.6448908801849979E-2,2.7427724240177909E-2,3.4418604651162789E-2,4.1057292365490404E-2,3.1405964698721853E-2,2.4697336561743343E-2,3.1505116706910426E-2,2.6629834254143645E-2,2.089930335655478E-2,3.5016111707841031E-2,3.7462172597307733E-2,4.2209113100081366E-2,5.2093571849813253E-2,4.7679531021006354E-2,7.223255358715866E-2,0.10016648168701443,0.10568881536623471]
[null,"Côte d'Ivoire",0,0,0,0,0,0,0,0,0,0,0,0,0,0,0,0,0,0,0,0,0,0,0,0,0,0,0,0,0,0,0,0,0,0,0,0,0,0,0,0,0,0,0,0,0,0,0,0,0,0,0,0,0,0,0,0,0]
[null,"Croatia",0,0,0,0,0,0,0,0,0,0,0,0,0,0,0,0,0,0,0,0,0,0,0,0,0,0,0,0,0,0,0,0,0,0,0,0,0,0,0,0,0,0,0,0,1.439159530833993E-4,7.6587271195527307E-4,1.4702468467074209E-3,2.7899561578318055E-3,3.1296455676394649E-3,4.038893044128646E-3,9.3944309272776423E-3,1.7876200640341514E-2,3.1247049938638725E-2,3.7857603785760377E-2,5.6936588270318549E-2,7.5903185620217126E-2,8.5612366230677764E-2]
[null,"Cuba",0,0,0,0,0,0,0,0,0,0,0,0,0,0,0,0,0,0,0,0,0,0,0,0,0,0,0,0,0,0,0,0,0,0,0,0,0,0,0,0,6.6520321958358282E-5,6.5359477124183013E-5,6.3694267515923561E-5,6.3247106444880145E-5,6.3959066197633518E-5,1.3034410844629823E-4,1.2142553579017667E-4,1.1348805538217103E-4,4.5256548056796968E-4,2.256317689530686E-4,6.8977409898258318E-4,1.1261261261261261E-3,1.1938354677664424E-3,1.3584117032392894E-3,1.910564907569968E-3,2.4645110410094636E-3,2.9328380095806042E-3]
[null,"Curaçao",0,0,0,0,0,0,0,0,0,0,0,0,0,0,0,0,0,0,0,0,0,0,0,0,0,0,0,0,0,0,0,0,0,0,0,0,0,0,0,0,0,0,0,0,0,0,0,0,0,0,0,0,0,0,0,0,0]
[null,"Cyprus",0,0,0,0,0,0,0,0,0,0,0,0,0,0,0,0,0,0,0,0,0,0,0,0,0,0,0,0,0,0,0,0,0,0,0,0,0,0,0,0,0,0,0,0,0,2.284669865204478E-4,2.1496130696474635E-4,4.1059330732909051E-4,5.9066745422327229E-4,7.6701821668264617E-4,7.1401728673431038E-3,2.556299452221546E-2,4.388382446470214E-2,6.4801864801864797E-2,6.114942528735632E-2,7.6549746304875363E-2,7.6120319214241866E-2]
[null,"Czech Republic",0,0,0,0,0,0,0,0,0,0,0,0,0,0,0,0,0,0,0,0,0,0,0,0,0,0,0,0,0,0,0,0,0,0,0,0,0,0,0,0,1.3715351593038087E-5,0,2.6317520889532207E-5,6.0374806800618238E-5,1.1934598400763814E-4,2.5631323918907375E-4,5.9770005020680426E-4,1.4470625769108063E-3,3.097424815415091E-3,4.6182869462955706E-3,1.114731807951988E-2,2.9720199133400939E-2,2.9589211761855871E-2,2.9229839084736305E-2,3.055372755476168E-2,3.433959523578968E-2,3.2007015236216158E-2]
[null,"North Korea",0,0,0,0,0,0,0,0,0,0,0,0,0,0,0,0,0,0,0,0,0,0,0,0,0,0,0,0,0,0,0,0,0,0,0,0,0,0,0,0,0,0,0,0,0,0,0,0,0,0,0,0,0,0,0,0,0]
[null,"Democratic Republic of the Congo",0,0,0,0,0,0,0,0,0,0,0,0,0,0,0,0,0,0,0,0,0,0,0,0,0,0,0,0,0,0,0,0,0,0,0,0,0,0,0,0,0,0,0,0,0,0,0,0,0,0,0,0,0,0,0,0,0]
[null,"Denmark",0,0,0,0,0,0,0,0,0,0,0,0,0,0,0,0,0,0,1.4692918013517486E-4,2.7135814752837951E-4,4.109844946758827E-4,5.5659565855386325E-4,8.0080923880974453E-4,1.2173677803327472E-3,1.4555398729710657E-3,1.7499313752401867E-3,4.0931683071825358E-3,5.9005052731527013E-3,1.0402565016031351E-2,1.866306196310993E-2,2.3477792317758449E-2,2.0249008072239706E-2,2.9767714229943391E-2,3.0435038558897981E-2,2.8020109418896939E-2,3.2020240491865713E-2,2.2899481169049309E-2,4.3642107638497123E-2,6.8591443095857754E-2,7.7852004110996922E-2,0.1176601115025102,0.11415621935381272,0.12416320920406242,0.12044775473087083,0.16284993570086062,0.18253048612260664,0.13395891342000832,0.18244480618577677,0.1892888354817566,0.18483907319352444,0.20109618650609851,0.27786766584348122,0.33790430279144001,0.33506029991652997,0.42488736989280723,0.50912043114765426,0.44315575650350569]
[null,"Dominican Republic",0,0,0,0,0,0,0,0,0,0,0,0,0,0,0,0,0,0,0,0,0,0,0,0,0,0,0,0,0,0,0,0,0,0,0,0,0,0,0,0,0,0,0,0,0,0,0,0,0,0,0,2.1718895439031957E-3,1.4334629446927051E-2,3.515158100619363E-2,3.968119382736985E-2,4.8851661713050526E-2,5.7432780467703719E-2]
[null,"Ecuador",0,0,0,0,0,0,0,0,0,0,0,0,0,0,0,0,0,0,0,0,0,0,0,0,0,0,0,0,0,0,0,0,0,0,0,0,0,0,0,0,0,0,0,0,0,0,0,6.1079892499389202E-5,1.594303023861402E-4,1.6155958856158112E-4,1.5377518068583732E-4,1.4602803738317756E-4,8.7538845362629671E-5,2.6224152014100856E-3,3.9494795737853297E-3,5.2264808362369342E-3,4.5031851797612942E-3]
[null,"Egypt",0,0,0,0,0,0,0,0,0,0,0,0,0,0,0,0,0,0,0,0,0,0,0,0,0,0,0,0,0,0,0,0,0,0,0,0,0,0,0,3.5039053945543471E-4,1.7531960636269404E-3,2.6536346389375858E-3,2.2872519340733266E-3,3.8662366178834457E-3,5.1629334939140561E-3,5.0786640905327073E-3,5.33763116622042E-3,6.6411463369802368E-3,6.9673382173382177E-3,8.151079136690647E-3,1.1607945720591841E-2,1.1098687470617385E-2,9.0932283694146812E-3,8.6045819696518901E-3,9.652609006433166E-3,1.1947187634177759E-2,1.1454918770937647E-2]
[null,"El Salvador",0,0,0,0,0,0,0,0,0,0,0,0,0,0,0,0,0,0,0,0,0,0,0,0,0,0,0,0,0,0,0,0,0,0,0,0,0,0,0,0,0,0,0,0,0,0,0,0,0,0,0,0,0,0,0,0,0]
[null,"Eritrea",0,0,0,0,0,0,0,0,0,0,0,0,0,0,0,0,0,0,0,0,0,0,0,0,0,0,0,0,0,0,0,0,0,0,0,0,0,4.6728971962616819E-3,5.1282051282051282E-3,4.6728971962616819E-3,4.7619047619047623E-3,4.2918454935622317E-3,3.8610038610038611E-3,3.6101083032490976E-3,3.5335689045936395E-3,3.472222222222222E-3,7.4349442379182153E-3,6.9444444444444441E-3,6.9686411149825784E-3,6.7796610169491523E-3,6.4308681672025723E-3,5.9347181008902079E-3,5.5710306406685237E-3,5.4054054054054057E-3,5.1546391752577319E-3,4.9261083743842365E-3,4.7505938242280287E-3]
[null,"Estonia",0,0,0,0,0,0,0,0,0,0,0,0,0,0,0,0,0,0,0,0,0,0,0,0,0,0,0,0,0,0,0,0,0,0,0,0,0,0,0,0,0,0,1.1727453969743169E-4,5.9060931194015163E-4,7.7639751552795026E-4,5.2915237628613429E-3,7.8092889436909164E-3,7.4651353568498773E-3,1.2569700406388809E-2,2.221209704977788E-2,2.1366862079605059E-2,2.85426200263709E-2,3.6266399264644436E-2,3.9849340866290016E-2,4.8529648079704321E-2,6.8763223696864786E-2,4.8784494086727991E-2]
[null,"Ethiopia",0,0,0,0,0,0,0,0,0,0,0,0,0,0,0,0,0,0,0,0,0,0,0,0,0,0,0,0,0,0,0,0,0,0,0,0,0,0,0,0,0,0,0,0,0,0,0,0,0,0,0,4.577020202020202E-3,2.5289778714436249E-2,4.0910135601011262E-2,5.2443510246978457E-2,7.272204656510492E-2,7.2688401924104751E-2]
[null,"Finland",0,0,0,0,0,0,0,0,0,0,0,0,0,0,0,0,0,0,0,0,0,0,0,0,0,0,0,0,0,0,0,1.7245542027385921E-5,5.1970550021654394E-5,8.1861196155798223E-5,1.2189361734546174E-4,1.8739751698289997E-4,1.7297795972496505E-4,2.6020585174048804E-4,3.4204113044593613E-4,7.1986984753156635E-4,1.1432491139819366E-3,9.6662460059608515E-4,8.8052831699019407E-4,1.1265801769323816E-3,1.4211660550993068E-3,2.4510498427361082E-3,1.9316746039459618E-3,2.3632223521447473E-3,3.4223576815786754E-3,3.8990411966310064E-3,3.7062746361900983E-3,6.6121549366675286E-3,7.1011631705273325E-3,1.0946292995775854E-2,1.6374423590918435E-2,3.4053967374666531E-2,4.4871421922271351E-2]
[null,"Macedonia, FYR",0,0,0,0,0,0,0,0,0,0,0,0,0,0,0,0,0,0,0,0,0,0,0,0,0,0,0,0,0,0,0,0,0,0,0,0,0,0,0,0,0,0,0,0,0,0,0,0,0,0,0,1.4795088030773783E-4,4.7908016608112422E-4,1.4768624876928126E-3,1.5816896166728694E-2,2.5504782146652496E-2,2.3627642565286908E-2]
[null,"France",0,0,0,0,0,0,0,0,0,0,0,0,0,0,0,0,0,0,0,0,0,0,0,0,0,0,0,0,0,0,0,0,0,4.2584540959940719E-6,1.2642411497851844E-5,1.2214958845767821E-5,1.5712153350616701E-5,2.5949398672588454E-5,4.1398398473384774E-5,7.4822009949408806E-5,9.9031361176716797E-5,2.5124384039964273E-4,4.9130285569784873E-4,7.0525001647364302E-4,1.0602943503718943E-3,1.7034015510932932E-3,3.8529690164392175E-3,7.2467750255711177E-3,1.0079107640511828E-2,1.5228875726271976E-2,1.8716407016748218E-2,2.5236153602983331E-2,3.3829211539355121E-2,3.6518696313489654E-2,4.1482420745150503E-2,5.0429279440221027E-2,5.3615023814792377E-2]
[null,"Gabon",0,0,0,0,0,0,0,0,0,0,0,0,0,0,0,0,0,0,0,0,0,0,0,0,0,0,0,0,0,0,0,0,0,0,0,0,0,0,0,0,0,0,0,0,0,0,0,0,0,0,0,0,1.3856812933025404E-3,9.519276534983341E-4,1.0005002501250625E-3,9.3984962406015032E-4,8.5616438356164379E-4]
[null,"Georgia",0,0,0,0,0,0,0,0,0,0,0,0,0,0,0,0,0,0,0,0,0,0,0,0,0,0,0,0,0,0,0,0,0,0,0,0,0,0,0,0,0,0,0,0,0,0,0,0,0,0,0,0,0,0,0,0,7.776049766718507E-4]
[null,"Germany",0,0,0,0,0,0,0,0,0,0,0,0,0,0,0,0,0,0,0,0,0,0,0,0,0,0,1.9163953370268661E-6,3.770262806168904E-6,1.4622314748980551E-5,4.6645389192980948E-5,1.3147082990961381E-4,4.0311593688996053E-4,5.5277398851729157E-4,1.2957260180636073E-3,2.73226644833922E-3,3.2262665770794309E-3,3.7952318087638983E-3,5.569231274554708E-3,8.3783661461869201E-3,1.0058909229112562E-2,1.644554640555081E-2,1.8168507233375611E-2,2.7569189317368726E-2,3.1520718087882267E-2,4.2653881084265391E-2,4.6299123091912961E-2,5.2044151394271189E-2,6.7524851537804798E-2,7.092594344083987E-2,7.666712997020167E-2,7.9035020101087969E-2,0.11277806688756117,0.12353339169304077,0.1306875004937238,0.15019664339532238,0.18399075147394484,0.18133702960696532]
[null,"Ghana",0,0,0,0,0,0,0,0,0,0,0,0,0,0,0,0,0,0,0,0,0,0,0,0,0,0,0,0,0,0,0,0,0,0,0,0,0,0,0,0,0,0,0,0,0,0,0,0,0,0,0,0,0,2.3308212260119649E-4,3.0857054694129443E-4,2.610738839091463E-4,2.0732550103662751E-3]
[null,"Gibraltar",0,0,0,0,0,0,0,0,0,0,0,0,0,0,0,0,0,0,0,0,0,0,0,0,0,0,0,0,0,0,0,0,0,0,0,0,0,0,0,0,0,0,0,0,0,0,0,0,0,0,0,0,0,0,0,0,0]
[null,"Greece",0,0,0,0,0,0,0,0,0,0,0,0,0,0,0,0,0,0,0,0,0,0,0,0,0,0,0,3.3238050920694008E-5,3.0154996682950364E-5,2.9231218941829874E-5,5.7512580877066859E-5,5.5955012170215148E-5,2.1490933512424446E-4,1.2323989826153079E-3,9.1627250439563158E-4,8.2326448582290131E-4,8.9599396383013841E-4,8.3156241337891529E-4,1.5158077089649198E-3,3.2796841785605831E-3,8.4417407580720631E-3,1.4243725977843093E-2,1.2067846881082584E-2,1.763232881443744E-2,1.9077414857259448E-2,2.1320275295740994E-2,2.8249056980009637E-2,2.9006075489148634E-2,3.5716556459816889E-2,4.2442793072969526E-2,5.0063625429253751E-2,6.6332048942067193E-2,9.1227723749814874E-2,0.13634135238295339,0.14860059988479035,0.16442823511250049,0.16678917965304321]
[null,"Guatemala",0,0,0,0,0,0,0,0,0,0,0,0,0,0,0,0,0,0,0,0,0,0,0,0,0,0,0,0,0,0,0,0,0,0,0,0,0,0,0,0,0,0,0,0,0,0,0,0,0,0,0,0,0,0,6.3108546700324562E-4,2.2005308673687815E-2,3.2771084337349397E-2]
[null,"Haiti",0,0,0,0,0,0,0,0,0,0,0,0,0,0,0,0,0,0,0,0,0,0,0,0,0,0,0,0,0,0,0,0,0,0,0,0,0,0,0,0,0,0,0,0,0,0,0,0,0,0,0,0,0,0,0,0,0]
[null,"Honduras",0,0,0,0,0,0,0,0,0,0,0,0,0,0,0,0,0,0,0,0,0,0,0,0,0,0,0,0,0,0,0,0,0,0,0,0,0,0,0,0,0,0,0,0,0,0,0,0,0,0,0,1.5924867292772562E-2,4.5811873136351315E-2,4.133884517935725E-2,4.7392236246725408E-2,0.12069157836029001,0.16566093589889561]
[null,"Hong Kong (China)",0,0,0,0,0,0,0,0,0,0,0,0,0,0,0,0,0,0,0,0,0,0,0,0,0,0,0,0,0,0,0,0,0,0,0,0,0,0,0,0,0,0,0,0,0,0,2.5895331071807754E-5,2.5672622715136577E-5,2.631994525451387E-5,2.5818444696891458E-5,2.6050485841560945E-5,5.114043162524292E-5,5.1488003295232209E-5,7.6612697277695494E-5,7.5171014056979622E-5,7.8889239507731149E-5,7.8414972031993306E-5]
[null,"Hungary",0,0,0,0,0,0,0,0,0,0,0,0,0,0,0,0,0,0,0,0,0,0,0,0,0,0,0,0,0,0,0,0,0,0,0,0,0,0,0,0,0,2.7461211039406836E-5,2.765716182205382E-5,1.1714745936447503E-4,1.77999288002848E-4,2.7967334153708467E-4,1.1991410803424524E-3,2.7527527527527527E-3,5.1467832604622111E-3,9.2458505068508407E-3,1.4315913408792914E-2,1.7407479385879675E-2,2.2462826620470621E-2,2.452630884003433E-2,2.4258301578660862E-2,2.6893415068222265E-2,2.7778649675131047E-2]
[null,"Iceland",0,0,0,0,0,0,0,0,0,0,0,0,0,0,0,0,0,0,0,0,0,0,0,0,0,0,0,0,0,0,0,0,0,0,0,0,0,0,0,0,0,0,0,0,0,0,0,0,0,0,0,0,0,1.6559947008169574E-4,4.4142801964354688E-4,5.8513750731421885E-4,4.8517520215633422E-4]
[null,"India",0,0,0,0,0,0,0,0,0,0,0,0,0,0,0,0,0,0,0,0,0,0,0,0,0,0,9.805315461511685E-6,1.3520456450609773E-5,2.455795677799607E-5,2.2073593360263118E-5,1.0931500485085334E-4,1.2215901972085098E-4,2.6098742218571034E-4,2.7435602544028601E-4,5.1175370317773467E-4,1.2510031629136573E-3,2.0856328338197555E-3,2.1981137264691819E-3,2.2411866179918253E-3,2.7685655129450135E-3,2.9595146817205206E-3,3.8135168173881405E-3,4.4062099714661049E-3,5.5205834947920909E-3,6.5687998818697909E-3,8.6829426428339865E-3,1.2621093224982682E-2,1.4394752563249487E-2,1.6422511678256674E-2,2.0570641273827586E-2,2.0164765616473707E-2,2.3674850715307914E-2,2.8815791462771561E-2,3.1300864849263851E-2,3.3374542195299096E-2,3.7982327702382773E-2,3.9921113400164056E-2]
[null,"Indonesia",0,0,0,0,0,0,0,0,0,0,0,0,0,0,0,0,0,0,0,0,0,0,0,0,0,0,0,0,0,0,0,0,0,0,0,0,0,0,0,0,0,0,0,0,0,0,0,0,0,2.551443479148328E-5,2.9454213425230478E-5,3.2712344003009537E-5,3.9994000899865018E-5,2.3146004999537082E-5,3.071846091734101E-5,3.8464168490153175E-5,1.0860252681879065E-4]
[null,"Iran",0,0,0,0,0,0,0,0,0,0,0,0,0,0,0,0,0,0,0,0,0,0,0,0,0,0,0,0,0,0,0,0,0,0,0,0,0,0,0,3.1067754333951729E-4,3.0482027961081863E-4,2.6113871842333656E-4,2.1264380037000022E-4,1.7546367901844319E-4,2.8157538432044477E-4,3.9867930461344952E-4,6.4873729772371052E-4,7.010285019560166E-4,9.1362513401389085E-4,1.0163978858923972E-3,6.996939375598281E-4,9.0397080632529617E-4,8.1407604335446526E-4,1.4327411844501856E-3,1.303671766038258E-3,7.9106876240499159E-4,8.7860695829038301E-4]
[null,"Iraq",0,0,0,0,0,0,0,0,0,0,0,0,0,0,0,0,0,0,0,0,0,0,0,0,0,0,0,0,0,0,0,0,0,0,0,0,0,0,0,0,0,0,0,0,0,0,0,0,0,0,0,0,0,0,0,0,0]
[null,"Ireland",0,0,0,0,0,0,0,0,0,0,0,0,0,0,0,0,0,0,0,0,0,0,0,0,0,0,0,0,0,0,0,0,3.1685678073510771E-4,9.2885008359650748E-4,1.1290705966246731E-3,9.0888434446716659E-4,7.3995771670190276E-4,2.5394890548021739E-3,8.0946450809464502E-3,8.5917757868136917E-3,1.0307100916656107E-2,1.3559597271841507E-2,1.5618081552147486E-2,1.8261534129761475E-2,2.5976601229426927E-2,4.3393428549129788E-2,5.981708216551114E-2,7.0312780550867232E-2,8.0580446703223216E-2,0.10569803626998606,9.990772288472459E-2,0.16127369777286951,0.14777835089529143,0.17763440860215055,0.19920179789212647,0.23399409231645255,0.20424218283210516]
[null,"Israel",0,0,0,0,0,0,0,0,0,0,0,0,0,0,0,0,0,0,0,0,0,0,0,0,0,0,0,0,0,0,0,0,0,0,0,0,0,0,0,0,0,2.2752610862096425E-4,2.4175824175824175E-4,2.5509661784400844E-4,2.3266143530954546E-4,2.2632813464466484E-4,1.9779263420230229E-4,1.8590124925639499E-4,1.5788919687028524E-4,5.99912739965096E-4,1.3312624805857556E-3,3.3345062752391966E-3,5.9520975191657537E-3,8.1536805714099349E-3,1.3911499186029302E-2,1.7469560614081524E-2,2.305303392259914E-2]
[null,"Italy",0,0,0,0,0,0,0,0,0,0,0,0,0,0,0,0,0,0,0,0,0,0,0,0,0,0,0,0,0,1.9312942085314921E-5,2.8149586904812172E-5,3.6621820196018295E-5,4.940090179100724E-5,6.8260938815445171E-5,7.8691964676051411E-5,9.2684653106621053E-5,1.9632578384113484E-4,5.3950122503285689E-4,9.7376357651140328E-4,1.6200266147229562E-3,2.1523221741047119E-3,4.4061288590406559E-3,5.1345430436850522E-3,5.176786200825771E-3,6.3426162277661884E-3,8.0009432691011996E-3,9.7695415205514627E-3,1.3211256821381991E-2,1.6119823811027438E-2,2.5036849497979779E-2,3.6924353940951823E-2,6.869162608765067E-2,0.10854092526690391,0.12672754238318357,0.13477829394928734,0.13420134819329313,0.1381974904755455]
[null,"Jamaica",0,0,0,0,0,0,0,0,0,0,0,0,0,0,0,0,0,0,0,0,0,0,0,0,0,0,0,0,0,0,0,0,0,0,0,0,0,0,0,0,0,0,0,0,4.4339753360121935E-3,6.7367286445701967E-3,7.3598287167135016E-3,8.6724482988659105E-3,1.1570247933884297E-2,1.3415188722146431E-2,1.2268518518518519E-2,2.0842876775080166E-2,2.6763381690845422E-2,2.8728453659755182E-2,2.8855480116391854E-2,3.0325084910237748E-2,4.7990543735224586E-2]
[null,"Japan",0,0,0,0,0,0,0,0,0,0,0,0,0,0,0,0,0,0,0,0,0,0,0,0,0,0,1.4900820141140569E-6,2.8050058133745483E-6,1.3366571541232531E-6,1.2599456963404877E-6,7.7854379773664533E-5,8.3467275752192421E-5,9.1736447897613181E-5,1.0119892929308655E-4,1.0224084813999903E-4,1.1129524177104425E-4,1.2399876001239988E-4,1.4667215546466228E-4,1.9215987701767871E-4,2.8108572248175588E-4,4.3953841849350808E-4,7.6694781679365834E-4,9.9840613613994293E-4,1.6017166141004326E-3,2.2395287461691661E-3,2.8770359724762653E-3,3.5144650790709447E-3,4.0458399131900026E-3,4.7326746690667127E-3,5.9457091324954343E-3,6.6975440851003067E-3,9.0011691304166877E-3,1.0954749832583948E-2,1.6920469019255265E-2,2.6848868008871783E-2,3.8725843696537754E-2,5.4100846647873395E-2]
[null,"Jordan",0,0,0,0,0,0,0,0,0,0,0,0,0,0,0,0,0,0,0,0,0,0,0,0,0,0,0,0,0,0,2.7487630566245191E-4,2.6852846401718581E-4,2.2614201718679331E-4,2.1003990758244065E-4,1.9700551615445234E-4,1.7806267806267807E-4,1.6507098052162431E-4,4.7892720306513407E-4,4.4477390659747963E-4,4.2366897330885467E-4,4.0677966101694915E-4,3.9740362961981717E-4,3.6891293654697489E-4,3.7528146109582188E-4,3.3456005352960856E-4,3.1075201988812925E-4,2.697841726618705E-4,2.3075148065533421E-4,2.1679433444139325E-4,2.102017937219731E-4,2.0301820396562224E-4,2.0482009967911518E-4,1.8076644974692697E-4,1.7378207727509703E-4,1.0976948408342481E-4,6.5741032923109285E-3,4.4701231564543108E-2]
[null,"Kazakhstan",0,0,0,0,0,0,0,0,0,0,0,0,0,0,0,0,0,0,0,0,0,0,0,0,0,0,0,0,0,0,0,0,0,0,0,0,0,0,0,0,0,0,0,0,0,0,0,0,0,0,0,0,3.2321665212191731E-5,5.8203829812001629E-5,1.3324704001218258E-4,1.6812563399331254E-3,3.4137694955311505E-3]
[null,"Kenya",0,0,0,0,0,0,0,0,0,0,0,0,0,0,0,0,0,0,0,0,0,0,0,0,0,0,0,0,0,0,0,0,0,0,0,0,0,0,0,0,0,0,0,0,0,0,0,0,0,2.3616236162361626E-3,2.4344062753583989E-3,1.9342359767891683E-3,1.959103710052651E-3,2.1406038756196484E-3,4.2112082928409461E-3,6.0091172813924575E-3,6.5627563576702219E-3]
[null,"South Korea",0,0,0,0,0,0,0,0,0,0,0,0,0,0,0,0,0,0,0,0,0,0,0,0,0,0,0,0,0,0,9.4902772109973336E-6,8.8296322458169625E-6,1.6076653483810809E-5,2.0973887510049987E-5,1.8545535471427513E-5,1.1041244569087828E-5,1.4807137040053305E-5,1.8008770271122037E-5,2.7768907154658929E-5,4.669009660605443E-5,7.6249627416593311E-5,6.1461423252473827E-5,6.67062861578392E-5,9.6156367736916173E-5,1.5547772577002389E-4,3.7383273949787818E-4,6.7119099112536353E-4,1.047181883283831E-3,1.6241079795285807E-3,2.7696844640848748E-3,3.1989982243445978E-3,3.4227280681007515E-3,3.8046088504242515E-3,5.119996430503578E-3,6.7837161501174284E-3,9.684052549235312E-3,1.2179321995075302E-2]
[null,"Kosovo",0,0,0,0,0,0,0,0,0,0,0,0,0,0,0,0,0,0,0,0,0,0,0,0,0,0,0,0,0,0,0,0,0,0,0,0,0,0,0,0,0,0,0,0,0,0,0,0,0,0,1.9349845201238391E-4,0,0,0,0,0,0]
[null,"Kuwait",0,0,0,0,0,0,0,0,0,0,0,0,0,0,0,0,0,0,0,0,0,0,0,0,0,0,0,0,0,0,0,0,0,0,0,0,0,0,0,0,0,0,0,0,0,0,0,0,0,0,0,0,0,0,0,0,2.8533112677261963E-5]
[null,"Kyrgyzstan",0,0,0,0,0,0,0,0,0,0,0,0,0,0,0,0,0,0,0,0,0,0,0,0,0,0,0,0,0,0,0,0,0,0,0,0,0,0,0,0,0,0,0,0,0,0,0,0,0,0,0,0,0,0,0,0,0]
[null,"Latvia",0,0,0,0,0,0,0,0,0,0,0,0,0,0,0,0,0,0,0,0,0,0,0,0,0,0,0,0,0,0,0,0,0,0,0,0,3.1989763275751758E-4,4.4385264092321349E-4,3.4500603760565809E-4,4.8661800486618007E-4,9.6711798839458415E-4,7.0093457943925228E-4,2.7672955974842768E-3,1.2075471698113207E-2,1.0449989336745574E-2,9.5801059926620465E-3,9.4050296462891026E-3,1.1108782225948438E-2,1.1186954872961698E-2,8.9782725803555403E-3,7.3939942658819979E-3,1.1650804069576633E-2,1.8485487270958327E-2,1.932678370107908E-2,2.742657070608831E-2,2.6567865534068317E-2,1.992217898832685E-2]
[null,"Lebanon",0,0,0,0,0,0,0,0,0,0,0,0,0,0,0,0,0,0,0,0,0,0,0,0,0,0,0,0,0,0,0,0,0,0,0,0,0,0,0,0,0,0,0,0,0,0,0,0,0,0,0,0,0,0,0,0,0]
[null,"Libya",0,0,0,0,0,0,0,0,0,0,0,0,0,0,0,0,0,0,0,0,0,0,0,0,0,0,0,0,0,0,0,0,0,0,0,0,0,0,0,0,0,0,0,0,4.9312096257211896E-5,8.8214537755822164E-5,1.2119253453987234E-4,1.1435541663490127E-4,1.3953812879369286E-4,1.6461989266782997E-4,1.8428650408501752E-4,2.3077810685026348E-4,2.0423048869438367E-4,2.1100941629520218E-4,2.1202724550104689E-4,2.1327077390632081E-4,2.195992314026901E-4]
[null,"Lithuania",0,0,0,0,0,0,0,0,0,0,0,0,0,0,0,0,0,0,0,0,0,0,0,0,0,0,0,0,0,0,0,0,0,0,0,0,0,0,0,0,0,0,0,0,5.332764505119454E-5,1.3874436351023238E-4,1.1592282851701581E-3,7.8693392724573132E-3,9.8296690928190884E-3,1.0790138632793827E-2,4.4853824589507409E-2,0.11186999528968442,0.11967321704570545,0.15377313716184149,0.19201725997842503,0.20737435415688116,0.32698585418933623]
[null,"Luxembourg",0,0,0,0,0,0,0,0,0,0,0,0,0,0,0,0,0,0,0,0,0,0,0,0,0,0,0,0,0,0,0,0,0,0,0,0,0,7.3891625615763543E-3,3.0054644808743168E-2,0.05,6.398104265402843E-2,2.768166089965398E-2,8.5470085470085479E-3,9.6808892076012901E-3,1.4192785334121822E-2,2.0908004778972519E-2,2.2385945026919808E-2,2.655420181193377E-2,2.9713866471019808E-2,2.6332487309644669E-2,2.3529411764705882E-2,3.3962264150943396E-2,4.1712005803409502E-2,8.4910762574364515E-2,9.1863517060367453E-2,0.15430711610486891,0.25670498084291188]
[null,"Malaysia",0,0,0,0,0,0,0,0,0,0,0,0,0,0,0,0,0,0,0,0,0,0,0,0,0,0,0,0,0,0,0,0,0,0,0,0,0,0,0,0,0,1.4067863372910922E-5,1.3468194857843203E-5,1.2743886120633626E-5,1.2153030965922901E-5,1.2095847495554776E-5,1.1132138483802738E-5,1.0254727429344928E-5,0,0,0,0,3.4975182503478916E-4,1.0191690519559373E-3,1.539306566125762E-3,1.8185088227653324E-3,1.9788076088344186E-3]
[null,"Malta",0,0,0,0,0,0,0,0,0,0,0,0,0,0,0,0,0,0,0,0,0,0,0,0,0,0,0,0,0,0,0,0,0,0,0,0,0,0,0,0,0,0,0,0,0,0,0,0,0,0,4.7303689687795648E-4,2.294630564479119E-3,7.4106364428945075E-3,1.2883163038649489E-2,3.0289532293986638E-2,7.1373752877973901E-2,0.14602803738317757]
[null,"Mauritius",0,0,0,0,0,0,0,0,0,0,0,0,0,0,0,0,0,0,0,0,0,0,0,0,0,0,0,0,0,0,0,0,0,0,0,0,0,0,0,0,0,0,0,0,0,0,0,0,0,7.7609623593325567E-4,1.1156563778356265E-3,1.0984987184181618E-3,1.7876296031462281E-3,2.4238227146814403E-3,9.5335376234252645E-3,9.6763430096763435E-3,1.5779092702169626E-2]
[null,"Mexico",0,0,0,0,0,0,0,0,0,0,0,0,0,0,0,0,0,0,0,0,0,0,0,0,0,0,0,0,0,0,1.7265640512098897E-5,2.3333592595473284E-5,3.0105973025048169E-5,3.6853316429945534E-5,6.7966641972120082E-5,7.8818769376280801E-5,7.6098192033787596E-5,1.0746717773280077E-4,1.206775495875022E-4,1.2531982664090648E-4,1.2641303026619666E-4,1.2150214030693309E-4,1.3289280133442702E-4,1.1430168023469945E-4,1.2206260548945E-4,1.1165698972755694E-4,2.6764726417948659E-4,1.0215929310292832E-3,1.0693797226296344E-3,2.326762625394952E-3,4.609181344066314E-3,5.578842018688625E-3,1.2228703112997513E-2,1.4431970295231496E-2,2.2046726988086077E-2,2.8936112693462582E-2,3.3182145945254142E-2]
[null,"Moldova",0,0,0,0,0,0,0,0,0,0,0,0,0,0,0,0,0,0,0,0,0,0,0,0,0,0,0,0,0,0,0,0,0,0,0,0,0,0,0,0,0,0,0,0,0,0,0,0,0,0,0,0,0,2.2266755733689602E-4,3.7376191366099795E-4,6.567066163191594E-4,8.5807448086493902E-4]
[null,"Mongolia",0,0,0,0,0,0,0,0,0,0,0,0,0,0,0,0,0,0,0,0,0,0,0,0,0,0,0,0,0,0,0,0,0,0,0,0,0,0,0,0,0,0,0,0,0,0,0,0,1.2496875781054736E-3,1.2379301807378064E-3,1.6230002318571759E-3,1.5432098765432098E-3,1.4534883720930232E-3,1.2151394422310757E-2,2.4739583333333332E-2,2.9203700344639941E-2,2.8410093523910357E-2]
[null,"Montenegro",0,0,0,0,0,0,0,0,0,0,0,0,0,0,0,0,0,0,0,0,0,0,0,0,0,0,0,0,0,0,0,0,0,0,0,0,0,0,0,0,0,0,0,0,0,0,0,0,0,0,0,0,0,0,0,0,0]
[null,"Morocco",0,0,0,0,0,0,0,0,0,0,0,0,0,0,0,0,0,0,0,0,0,0,0,0,0,0,0,0,0,0,0,0,0,0,0,0,0,0,0,0,4.97551115602892E-3,1.3691346537285657E-2,1.2733836560551362E-2,1.2245144166968272E-2,1.1239762778876023E-2,1.0679108346293415E-2,9.2126459927507048E-3,1.4022214404181535E-2,1.4494163424124514E-2,1.8491369117994799E-2,2.78387968908415E-2,2.7673358393985444E-2,2.6632522407170293E-2,4.8364660983700111E-2,6.6372291982889478E-2,8.1897530744021549E-2,0.10717211823281024]
[null,"Mozambique",0,0,0,0,0,0,0,0,0,0,0,0,0,0,0,0,0,0,0,0,0,0,0,0,0,0,0,0,0,0,0,0,0,0,0,0,0,0,0,0,0,0,0,0,0,0,0,0,0,0,0,0,0,0,0,0,0]
[null,"Myanmar",0,0,0,0,0,0,0,0,0,0,0,0,0,0,0,0,0,0,0,0,0,0,0,0,0,0,0,0,0,0,0,0,0,0,0,0,0,0,0,0,0,0,0,0,0,0,0,0,0,0,0,0,0,0,0,0,0]
[null,"Namibia",0,0,0,0,0,0,0,0,0,0,0,0,0,0,0,0,0,0,0,0,0,0,0,0,0,0,0,0,0,0,0,0,0,0,0,0,0,0,0,0,0,0,0,0,0,0,0,0,0,0,0,0,0,0,0,0,0]
[null,"Nepal",0,0,0,0,0,0,0,0,0,0,0,0,0,0,0,0,0,0,0,0,0,0,0,0,0,0,0,0,0,0,0,0,0,0,0,0,0,0,0,0,0,0,0,0,0,0,0,0,0,0,0,0,0,0,1.8435607058203845E-3,2.0231213872832369E-3,1.6493873704052781E-3]
[null,"Netherlands",0,0,0,0,0,0,0,0,0,0,0,0,0,0,0,0,0,0,0,0,0,0,0,0,0,0,1.4890258792697817E-5,2.9231646180154637E-5,2.298487308040396E-4,3.1485284052019166E-4,7.7812361049355266E-4,1.1964938696493869E-3,1.9156840156878989E-3,2.2680439093300847E-3,2.9924749896703268E-3,3.9301686646050736E-3,5.1391311473490747E-3,5.5245426071680367E-3,7.0679910003841303E-3,7.4953874538745387E-3,9.3382869766040766E-3,8.9362928797924474E-3,1.004365447328117E-2,1.3902373525584086E-2,1.8821506906159226E-2,2.1036618928953872E-2,2.8037194054617385E-2,3.3043312889269247E-2,3.9971362689675695E-2,4.0689236615035491E-2,3.3956569128867277E-2,4.567271833840808E-2,5.0407558713624658E-2,6.0096720924746404E-2,6.3644626660736045E-2,7.8786226946488597E-2,8.4483806546843801E-2]
[null,"New Zealand",0,0,0,0,0,0,0,0,0,0,0,0,0,0,0,0,0,0,0,0,0,0,0,0,0,0,0,0,0,0,0,0,3.0400680975253844E-5,2.9175784099197667E-5,2.8693581245875298E-5,2.7730020520215187E-5,2.1934033394565842E-4,3.772669702767523E-4,5.8491970647665641E-4,1.0312822275696115E-3,3.0575585395062042E-3,3.5125846558172447E-3,3.8395798756471551E-3,3.6020033059482397E-3,8.4899226264669222E-3,1.4372659176029963E-2,1.435163820950623E-2,2.14458108263418E-2,2.4327608740513151E-2,3.4264811427777646E-2,3.6775581551700957E-2,4.4347904787763598E-2,4.7380979434155208E-2,4.7187565344671362E-2,5.1505217471604026E-2,5.4268846503178932E-2,5.472544326447145E-2]
[null,"Nicaragua",0,0,0,0,0,0,0,0,0,0,0,0,0,0,0,0,0,0,0,0,0,0,0,0,0,0,0,0,0,0,0,0,0,0,0,0,0,0,0,0,0,0,0,0,0,0,0,0,0,3.1856356791196062E-2,4.4547690625854057E-2,5.5177824267782428E-2,8.1865542049119319E-2,0.13496637848222862,0.18998428026049854,0.1889471384884229,0.1588235294117647]
[null,"Niger",0,0,0,0,0,0,0,0,0,0,0,0,0,0,0,0,0,0,0,0,0,0,0,0,0,0,0,0,0,0,0,0,0,0,0,0,0,0,0,0,0,0,0,0,0,8.7336244541484712E-3,9.1743119266055051E-3,8.9285714285714281E-3,1.3157894736842105E-2,1.1673151750972763E-2,1.0238907849829351E-2,0,0,9.0293453724604959E-3,9.0293453724604959E-3,7.5329566854990581E-3,9.5057034220532317E-3]
[null,"Nigeria",0,0,0,0,0,0,0,0,0,0,0,0,0,0,0,0,0,0,0,0,0,0,0,0,0,0,0,0,0,0,0,0,0,0,0,0,0,0,0,0,0,0,0,0,0,0,0,0,0,0,0,0,0,0,0,0,0]
[null,"Norway",0,0,0,0,0,0,0,0,0,0,0,0,0,0,0,0,0,0,0,0,0,0,0,0,0,0,0,0,0,0,0,0,0,5.8470739571325948E-5,8.0126065008947415E-5,8.1804944290832937E-5,8.5961527440829821E-5,9.9552916900465179E-5,9.4476556930714323E-5,2.0443710288092765E-4,2.1752706808597232E-4,2.2253908857879944E-4,5.7585995085995085E-4,2.0437052939466949E-3,2.2886828267049326E-3,3.6358337280046633E-3,5.2465724043490453E-3,6.5534265898671683E-3,6.4661430483650504E-3,7.4592110185602275E-3,7.1337558940730581E-3,1.0161168970023364E-2,1.0561002067172885E-2,1.4088726771576875E-2,1.569501964532229E-2,1.7538598864698253E-2,1.4236599363524434E-2]
[null,"Oman",0,0,0,0,0,0,0,0,0,0,0,0,0,0,0,0,0,0,0,0,0,0,0,0,0,0,0,0,0,0,0,0,0,0,0,0,0,0,0,0,0,0,0,0,0,0,0,0,0,0,0,0,0,0,0,0,0]
[null,"Pakistan",0,0,0,0,0,0,0,0,0,0,0,0,0,0,0,0,0,0,0,0,0,0,0,0,0,0,0,0,0,0,0,0,0,0,0,0,0,0,0,0,0,0,0,0,0,0,0,0,0,0,0,0,0,3.8145201583458244E-3,7.4961677945190111E-3,8.9219932074251114E-3,9.2102839398963184E-3]
[null,"Panama",0,0,0,0,0,0,0,0,0,0,0,0,0,0,0,0,0,0,0,0,0,0,0,0,0,0,0,0,0,0,0,0,0,0,0,0,0,0,0,0,0,0,0,0,0,0,0,0,0,0,0,0,0,2.2326412145568208E-4,1.2598255626144072E-2,4.2249417249417248E-2,6.3935329781370565E-2]
[null,"Paraguay",0,0,0,0,0,0,0,0,0,0,0,0,0,0,0,0,0,0,0,0,0,0,0,0,0,0,0,0,0,0,0,0,0,0,0,0,0,0,0,0,0,0,0,0,0,0,0,0,0,0,0,0,0,0,0,0,0]
[null,"Peru",0,0,0,0,0,0,0,0,0,0,0,0,0,0,0,0,0,0,0,0,0,0,0,0,0,0,0,0,0,0,0,0,0,0,0,0,0,5.5719618877806878E-5,5.3835800807537011E-5,5.2521008403361348E-5,5.0215928492517829E-5,4.8127827509866201E-5,4.5489696583723785E-5,4.3622404466934219E-5,4.1228612657184085E-5,3.9217224204870782E-5,3.6552379559909353E-5,3.3410176739834953E-5,3.0835646006783845E-5,3.0368368307570834E-5,2.7862914460852604E-5,2.549524513678199E-5,1.5261827916635393E-3,4.5510964004964833E-3,9.9724445610812236E-3,1.7098091231269819E-2,2.5114111280164858E-2]
[null,"Philippines",0,0,0,0,0,0,0,0,0,0,0,0,0,0,0,0,0,0,0,0,0,0,0,0,0,0,0,0,0,0,0,0,0,0,0,0,0,0,0,0,0,0,0,0,0,3.3588487987696008E-4,9.5098885229734256E-4,9.8975021388669868E-4,1.0193847519771131E-3,1.0497246491497231E-3,9.2999911428655779E-4,1.2865733780501908E-3,1.042223776415573E-3,8.9017617516541333E-4,2.1873624809091146E-3,1.0762865081965224E-2,2.2820137229203608E-2]
[null,"Poland",0,0,0,0,0,0,0,0,0,0,0,0,0,0,0,0,0,0,0,0,0,0,0,0,0,0,0,0,0,0,0,0,0,0,0,7.2970330263714772E-6,0,1.4190939085393976E-5,2.8414943418743916E-5,2.8571224491253635E-5,3.4922541802282538E-5,9.7410955949374134E-5,4.2807317946090849E-4,8.2661706964248815E-4,9.3084234677155036E-4,8.6895512973178253E-4,1.5923963076310617E-3,3.2879611491487206E-3,5.4101221640488655E-3,7.1267395001356525E-3,1.0592721323580899E-2,1.9648352726247258E-2,2.9361020586107314E-2,3.6610942434551465E-2,4.8470739647210236E-2,6.6416779744555524E-2,7.6507797030447841E-2]
[null,"Portugal",0,0,0,0,0,0,0,0,0,0,0,0,0,0,0,0,0,0,0,0,0,0,0,0,0,0,0,0,0,7.8280950330737013E-5,7.0566650201114956E-5,6.7276641550053815E-5,1.6878776626270129E-4,3.8722168441432723E-4,5.7445586264122037E-4,5.1291334781559256E-4,6.3921899061510296E-4,1.1426227587015118E-3,2.3132084200786491E-3,2.8894999300927435E-3,3.8965231024624182E-3,5.566626234621383E-3,7.9737130339539979E-3,1.0726338642763483E-2,1.8270238918508933E-2,3.8451545856066513E-2,6.0317852437417656E-2,8.6595871716137834E-2,0.12749862561847169,0.15635988844428278,0.17494552159579818,0.1819495837187789,0.23371950149201334,0.24721969367158744,0.24515483361881482,0.24186817472698907,0.22499746167123566]
[null,"Qatar",0,0,0,0,0,0,0,0,0,0,0,0,0,0,0,0,0,0,0,0,0,0,0,0,0,0,0,0,0,0,0,0,0,0,0,0,0,0,0,0,0,0,0,0,0,0,0,0,0,0,0,0,0,0,0,0,0]
[null,"Romania",0,0,0,0,0,0,0,0,0,0,0,0,0,0,0,0,0,0,0,0,0,0,0,0,0,0,0,0,0,0,0,0,0,0,0,0,0,0,0,0,0,0,0,0,0,0,0,4.8643652814035314E-5,7.6975183200936017E-5,1.5586844703070608E-4,5.0479222685956551E-3,2.2403587154631525E-2,4.5053935413618268E-2,8.4392510591772579E-2,0.11988896046133554,0.13720760899244561,0.13019583559099002]
[null,"Russian Federation",0,0,0,0,0,0,0,0,0,0,0,0,0,0,0,0,0,0,0,0,0,0,0,0,0,0,0,0,0,0,0,0,0,0,0,0,0,0,0,2.3658923495322041E-6,2.281885933085977E-6,3.3733146076891334E-6,6.7467885286603573E-6,9.8432947476179232E-6,7.5276506739935799E-6,7.359442532741634E-6,5.030864352804455E-6,6.9074471160914901E-6,4.8149564101996183E-6,4.0402203940224938E-6,3.8605715962305376E-6,4.7483335723327901E-6,4.6758993858673746E-6,4.7277344979949678E-6,2.4097905270757851E-4,4.532559826505246E-4,5.6017521546083591E-4]
[null,"Saudi Arabia",0,0,0,0,0,0,0,0,0,0,0,0,0,0,0,0,0,0,0,0,0,0,0,0,0,0,0,0,0,0,0,0,0,0,0,0,0,0,0,0,0,0,0,0,0,0,0,0,0,0,0,0,3.6808009422850412E-6,3.5209160015069521E-6,3.207122377375676E-6,2.9555893149535085E-6,2.9001563184255633E-6]
[null,"Senegal",0,0,0,0,0,0,0,0,0,0,0,0,0,0,0,0,0,0,0,0,0,0,0,0,0,0,0,0,0,0,0,0,0,0,0,0,0,0,0,0,1.2468827930174563E-3,1.0570824524312897E-3,9.7847358121330719E-4,9.3109869646182495E-4,1.3250883392226149E-3,1.5723270440251573E-3,1.6400164001640015E-3,7.5301204819277112E-4,7.1890726096333576E-4,1.0496850944716584E-3,9.7529258777633292E-4,9.5207870517296101E-4,1.1594202898550724E-3,1.1232799775344005E-3,1.0274852298998202E-3,9.6362322331968201E-4,1.3461969934933811E-3]
[null,"Serbia",0,0,0,0,0,0,0,0,0,0,0,0,0,0,0,0,0,0,0,0,0,0,0,0,0,0,0,0,0,0,0,0,0,0,0,0,0,0,0,0,0,0,0,0,0,0,0,0,0,0,0,0,0,0,1.7939364946480894E-4,2.9259210001329966E-4,9.8409903143937432E-4]
[null,"Singapore",0,0,0,0,0,0,0,0,0,0,0,0,0,0,0,0,0,0,0,0,0,0,0,0,0,0,0,0,0,0,0,0,0,0,0,0,0,0,0,0,0,0,0,0,0,0,0,0,2.3971042980080064E-5,7.2799631148535513E-5,1.1022684685081899E-4,1.7384501716719545E-4,2.7676651550956972E-4,3.5439554712418436E-4,7.2904009720534634E-4,1.2694634533373004E-3,2.6322410823155979E-3]
[null,"Slovakia",0,0,0,0,0,0,0,0,0,0,0,0,0,0,0,0,0,0,0,0,0,0,0,0,0,0,0,0,0,0,0,0,0,0,0,0,0,0,0,0,0,0,0,6.4545278512876783E-5,1.969796454366382E-4,1.9137535085480989E-4,1.9199385619660171E-4,2.8682059371862902E-4,2.4339360222531294E-4,2.3149041243875149E-4,8.3745994756772506E-4,1.4210972850678733E-2,1.5179327873482067E-2,2.083187206284632E-2,2.2211580963606897E-2,1.9224992490237309E-2,2.0099190811798485E-2]
[null,"Slovenia",0,0,0,0,0,0,0,0,0,0,0,0,0,0,0,0,0,0,0,0,0,0,0,0,0,0,0,0,0,0,0,0,0,0,0,0,0,0,0,0,0,0,0,0,0,0,0,0,6.0979328007805352E-5,2.4385783088459427E-4,7.9975392187019373E-4,4.0841972981464029E-3,1.0483663493696938E-2,1.3852868619140996E-2,1.5207131620346093E-2,1.8897212661132482E-2,1.6830035139633808E-2]
[null,"South Africa",0,0,0,0,0,0,0,0,0,0,0,0,0,0,0,0,0,0,0,0,0,0,0,0,0,0,0,0,0,0,0,0,0,0,0,0,0,0,0,0,0,0,0,2.594617034525704E-5,4.9806997883202587E-5,4.9575509698209087E-5,4.7837162299532391E-5,4.6065259117082534E-5,8.2185669167459169E-5,1.2154852824990378E-4,1.3247716717059942E-4,1.4254014238604493E-4,1.4514756014797204E-4,2.2117602451894215E-4,8.7625415378941845E-3,1.9749854095065172E-2,2.7259644101293629E-2]
[null,"South Sudan",0,0,0,0,0,0,0,0,0,0,0,0,0,0,0,0,0,0,0,0,0,0,0,0,0,0,0,0,0,0,0,0,0,0,0,0,0,0,0,0,0,0,0,0,0,0,0,0,0,0,0,0,4.4943820224719105E-3,4.2372881355932203E-3,4.0816326530612249E-3,3.4602076124567475E-3,4.5558086560364463E-3]
[null,"Spain",0,0,0,0,0,0,0,0,0,0,0,0,0,0,0,0,0,0,0,0,0,0,0,0,0,0,0,0,0,1.2907608695652173E-4,1.3226988347023267E-4,1.4216570058611042E-4,7.0835992342054878E-4,8.0417398464992696E-4,1.1497681818746816E-3,1.7210560641561391E-3,2.1688345398436825E-3,3.991604413498496E-3,7.0685447174650452E-3,1.3413526236779588E-2,2.1478265986483856E-2,2.9103219245967898E-2,3.9063509463689527E-2,4.7086622129468778E-2,5.6952416754623134E-2,7.330235450603742E-2,7.9219979565738105E-2,9.3016475670804635E-2,0.11423316118825126,0.1513727048778733,0.17248927326360955,0.17945824314914607,0.20902082723802656,0.24425020874415959,0.23890248737038505,0.22754003666050857,0.23056736046353052]
[null,"Sri Lanka",0,0,0,0,0,0,0,0,0,0,0,0,0,0,0,0,0,0,0,0,0,0,0,0,0,0,0,0,0,0,0,0,0,0,0,0,0,0,0,4.8512289780077621E-4,1.5705311250713877E-3,1.6221796195251437E-3,1.9754480033864824E-3,1.8144116122343183E-3,1.8214936247723133E-3,1.716001716001716E-3,1.7894736842105263E-3,1.8179981820018181E-3,1.8990504747626188E-3,2.002803925495694E-3,6.4808813998703824E-3,9.5213587236232626E-3,1.3948407696832199E-2,2.1209348748232555E-2,2.3433111307278709E-2,2.7613412228796843E-2,2.5763091570988519E-2]
[null,"Sudan",0,0,0,0,0,0,0,0,0,0,0,0,0,0,0,0,0,0,0,0,0,0,0,0,0,0,0,0,0,0,0,0,0,0,0,0,0,0,0,0,0,0,0,0,0,0,0,0,0,0,0,0,0,0,0,0,0]
[null,"Suriname",0,0,0,0,0,0,0,0,0,0,0,0,0,0,0,0,0,0,0,0,0,0,0,0,0,0,0,0,0,0,0,0,0,0,0,0,0,0,0,0,0,0,0,0,0,0,0,0,0,0,0,0,0,0,0,0,0]
[null,"Sweden",0,0,0,0,0,0,0,0,0,0,0,0,0,0,0,0,0,0,0,0,0,0,0,2.7556053605709615E-5,4.0562027452380181E-5,4.3943488673565795E-5,4.345181194055792E-5,4.1102365441131139E-5,3.4330991959681684E-5,3.4985585938593297E-5,4.1100394563787814E-5,8.8453425869225018E-5,2.1242188356539852E-4,3.3735636536382852E-4,5.1156271899088996E-4,6.743406634163447E-4,1.0310964466283146E-3,1.3672372424701419E-3,2.0026323910045281E-3,2.3185522933646778E-3,3.1535966839035742E-3,2.9951421764287263E-3,4.1581458759372874E-3,5.0303222804127671E-3,5.6173478470129823E-3,5.9230259211315636E-3,6.9022793573691775E-3,9.6288880079020041E-3,1.3342762218634502E-2,1.8242511200257678E-2,2.3649467870133369E-2,4.0524711488546063E-2,4.3163738614242109E-2,6.4542478321385863E-2,7.3466011956705782E-2,0.10106156325842489,0.10021104489675478]
[null,"Switzerland",0,0,0,0,0,0,0,0,0,0,0,0,0,0,0,0,0,0,0,0,0,0,0,0,0,0,0,0,0,0,1.8184463194646495E-5,3.515927149989452E-5,5.1447386472767184E-5,6.5724613867893525E-5,7.6429226536227449E-5,9.6388638992417423E-5,1.4221969387210893E-4,1.4518002322880372E-4,1.7655367231638418E-4,1.8930292837068425E-4,2.1172342870969693E-4,2.3924118325874638E-4,3.0550675933705031E-4,3.5168195718654434E-4,3.7579268770061847E-4,5.0182560694941945E-4,6.2765546543066826E-4,6.7731302397688105E-4,8.3537203890446919E-4,1.1548902854228848E-3,1.9832858959607583E-3,3.7845057880676759E-3,5.6941590842383332E-3,8.5855646100116423E-3,1.3451827337308493E-2,1.8593884745147282E-2,2.3596792668957617E-2]
[null,"Syrian Arab Republic",0,0,0,0,0,0,0,0,0,0,0,0,0,0,0,0,0,0,0,0,0,0,0,0,0,0,0,0,0,0,0,0,0,0,0,0,0,0,0,0,0,0,0,0,0,0,0,0,0,0,0,0,0,0,0,0,0]
[null,"Chinese Taipei",0,0,0,0,0,0,0,0,0,0,0,0,0,0,0,0,0,0,0,0,0,0,0,0,0,0,0,0,0,0,0,0,0,0,0,0,0,0,0,0,5.5385706056980811E-6,6.5054049072437687E-5,8.1943704674888358E-5,1.1695393476894288E-4,1.2090155358496357E-4,4.115907535242458E-4,1.2005890660021679E-3,1.8646420388982725E-3,2.5250589748175402E-3,3.5116547182062734E-3,4.09535327033841E-3,5.6359738914713749E-3,6.2166783212543302E-3,7.9385464994943082E-3,7.9874194251549225E-3,9.4160555315894734E-3,9.9523849686783562E-3]
[null,"Tajikistan",0,0,0,0,0,0,0,0,0,0,0,0,0,0,0,0,0,0,0,0,0,0,0,0,0,0,0,0,0,0,0,0,0,0,0,0,0,0,0,0,0,0,0,0,0,0,0,0,0,0,0,0,0,0,0,0,0]
[null,"Tanzania",0,0,0,0,0,0,0,0,0,0,0,0,0,0,0,0,0,0,0,0,0,0,0,0,0,0,0,0,0,0,0,0,0,0,0,0,0,0,0,0,0,0,0,0,0,0,2.9002320185614848E-4,4.7801147227533459E-4,6.8352699931647305E-4,1.054629824931449E-3,1.3272658323852863E-3,1.7671313567641862E-3,2.3259974950796207E-3,2.524827470122875E-3,2.8943560057887118E-3,3.2843290584923367E-3,3.5724492712203488E-3]
[null,"Thailand",0,0,0,0,0,0,0,0,0,0,0,0,0,0,0,0,0,0,0,0,0,0,0,0,0,0,0,0,0,0,0,0,0,0,0,0,0,0,0,0,0,0,0,0,0,0,7.2076227818540885E-6,6.9745707151724812E-6,2.0349192137072157E-5,6.7388169332991896E-5,1.2537455648750642E-4,6.4106262540787606E-4,3.8045630753351495E-3,8.139972259444718E-3,9.810808143551281E-3,1.525250874751379E-2,1.9454215689861543E-2]
[null,"Togo",0,0,0,0,0,0,0,0,0,0,0,0,0,0,0,0,0,0,0,0,0,0,0,0,0,0,0,0,0,0,0,0,0,0,0,0,0,0,0,0,0,0,0,0,0,0,0,0,0,0,0,0,0,0,0,0,0]
[null,"Trinidad and Tobago",0,0,0,0,0,0,0,0,0,0,0,0,0,0,0,0,0,0,0,0,0,0,0,0,0,0,0,0,0,0,0,0,0,0,0,0,0,0,0,0,0,0,0,0,0,0,0,0,0,0,0,0,0,0,0,0,0]
[null,"Tunisia",0,0,0,0,0,0,0,0,0,0,0,0,0,0,0,0,0,0,0,0,0,0,0,0,0,0,0,0,0,0,0,0,0,0,0,0,0,0,0,0,2.1706304265760664E-3,2.1067415730337078E-3,2.5335697998479859E-3,2.9229406554472986E-3,3.6850921273031824E-3,3.3172735170997553E-3,2.9094250057422862E-3,3.1297765485115365E-3,2.7153101719696441E-3,6.3598216627327566E-3,8.551184949914489E-3,6.7284960901982174E-3,1.112895188527767E-2,2.0075077525705892E-2,2.7704004582617299E-2,2.4852612319577149E-2,2.7110258481421647E-2]
[null,"Turkey",0,0,0,0,0,0,0,0,0,0,0,0,0,0,0,0,0,0,0,0,0,0,0,0,0,0,0,0,0,0,0,0,0,0,0,0,0,0,4.5036118967411864E-5,1.8035039505324629E-4,2.6416483885944832E-4,5.051945406396415E-4,3.7094281298299844E-4,4.3391354450459166E-4,3.8487571168827723E-4,3.6429647558596163E-4,7.2036710361374711E-4,1.8532246108228317E-3,4.2687659385741211E-3,7.6740652526538404E-3,1.38062952160903E-2,2.0589119981865182E-2,2.4468049570765274E-2,3.146730847706055E-2,3.388195885903883E-2,4.5251219521512093E-2,6.0348094807731553E-2]
[null,"Turkmenistan",0,0,0,0,0,0,0,0,0,0,0,0,0,0,0,0,0,0,0,0,0,0,0,0,0,0,0,0,0,0,0,0,0,0,0,0,0,0,0,0,0,0,0,0,0,0,0,0,0,0,0,0,0,0,0,0,0]
[null,"Ukraine",0,0,0,0,0,0,0,0,0,0,0,0,0,0,0,0,0,0,0,0,0,0,0,0,0,0,0,0,0,0,0,0,0,0,0,0,0,0,1.7376597198892532E-5,1.7447541059879962E-5,3.5032609520695512E-5,9.2590985110212201E-5,1.2674855391422581E-4,1.7202343958092869E-4,1.8128879854968961E-4,2.0439668016760529E-4,1.8112848219507021E-4,2.2929819465888072E-4,2.3366184457852596E-4,2.4766874593218482E-4,2.7008706335924755E-4,6.1554876172107429E-4,3.1306241587392811E-3,6.241417405759243E-3,8.5671108668773175E-3,9.6293828805487699E-3,8.8682950779428015E-3]
[null,"United Arab Emirates",0,0,0,0,0,0,0,0,0,0,0,0,0,0,0,0,0,0,0,0,0,0,0,0,0,0,0,0,0,0,0,0,0,0,0,0,0,0,0,0,0,0,0,0,0,0,0,0,0,0,0,0,0,9.4142456364971474E-4,2.5830701633942055E-3,2.3240111175666977E-3,2.7469983641470416E-3]
[null,"United Kingdom",0,0,0,0,0,0,0,0,0,0,0,0,0,0,0,0,0,0,0,0,0,0,0,0,3.5663846845176106E-6,3.3930625443218795E-6,3.3405154415326283E-6,0,3.2605789483980776E-6,2.878388102662509E-5,2.8323708517568566E-5,3.4230376658617344E-5,1.2525599193351412E-4,6.7772371877574495E-4,1.0522299891700306E-3,1.1759787541843489E-3,1.3970278804396057E-3,1.9101895870324761E-3,2.4288313637735788E-3,2.3299110198494182E-3,2.532220367278798E-3,2.5289773202778476E-3,3.2735734993954678E-3,3.2569336273339674E-3,4.9555558963192414E-3,7.3642097383581255E-3,1.076684543629108E-2,1.3456463708517932E-2,1.855104851492867E-2,2.4930911274261468E-2,2.7251062886459183E-2,4.4393252948684937E-2,5.8742688681205718E-2,8.5560489158267347E-2,0.10743190231998974,0.14237101595847523,0.14204018547140648]
[null,"United States of America",0,0,0,0,0,0,0,0,0,0,0,0,0,0,0,0,0,0,0,0,0,0,0,1.2249697840786593E-6,4.6824279793801478E-6,6.4837758764634742E-6,6.8188947026280018E-6,5.1523873770925589E-6,3.1490090068655395E-6,8.6064517696616822E-4,1.1652256937885539E-3,1.1776127611071341E-3,1.120896276734798E-3,1.1658489408878615E-3,1.2489027559294634E-3,1.1308535864976532E-3,1.1820628804867601E-3,1.1303788988677149E-3,1.0272035461127127E-3,1.4175304971708765E-3,1.5795284763474367E-3,1.9774248983609856E-3,2.8037459774850927E-3,2.9960669838498969E-3,3.6778461360436636E-3,4.4510430939024622E-3,6.5410358008435535E-3,8.3898504017770933E-3,1.3306070946677167E-2,1.842346284085903E-2,2.2756485851087749E-2,2.9369013101405595E-2,3.5605509304396932E-2,4.3289028469968377E-2,4.8527920520646979E-2,5.3205596027784657E-2,6.5077059583518906E-2]
[null,"Uruguay",0,0,0,0,0,0,0,0,0,0,0,0,0,0,0,0,0,0,0,0,0,0,0,0,0,0,0,0,0,0,0,0,0,0,0,0,0,0,0,0,0,0,0,0,0,0,0,0,3.4211426616489907E-4,4.7366640351866468E-3,6.1846293769895408E-3,1.0730858468677494E-2,1.0474662640369916E-2,1.2762563148098909E-2,5.8988314390907633E-2,0.16127555691180959,0.23764919172080376]
[null,"Uzbekistan",0,0,0,0,0,0,0,0,0,0,0,0,0,0,0,0,0,0,0,0,0,0,0,0,0,0,0,0,0,0,0,0,0,0,0,0,0,0,0,0,0,0,0,0,0,0,0,0,0,0,0,0,0,0,0,0,0]
[null,"Venezuela",0,0,0,0,0,0,0,0,0,0,0,0,0,0,0,0,0,0,0,0,0,0,0,0,0,0,0,0,0,0,0,0,0,0,0,0,0,0,0,0,0,0,0,0,0,0,0,0,0,0,0,0,0,0,0,0,0]
[null,"Vietnam",0,0,0,0,0,0,0,0,0,0,0,0,0,0,0,0,0,0,0,0,0,0,0,0,0,0,0,0,0,0,0,0,0,0,0,0,0,0,0,0,0,0,0,0,0,0,0,0,1.3624720693225789E-5,1.2022843402464683E-4,5.2685373486612648E-4,8.3595972019371201E-4,7.3984624804408468E-4,7.2152465623911489E-4,6.2876263849039147E-4,7.7361771776379728E-4,1.2194234129295283E-3]
[null,"Yemen",0,0,0,0,0,0,0,0,0,0,0,0,0,0,0,0,0,0,0,0,0,0,0,0,0,0,0,0,0,0,0,0,0,0,0,0,0,0,0,0,0,0,0,0,0,0,0,3.3172997180295241E-4,3.0543677458766036E-4,2.9620853080568723E-4,2.5783163594173003E-4,4.833252779120348E-4,5.6521124770382927E-4,1.0575793184488837E-3,1.4182568334192883E-2,9.124148246634535E-2,0.14509415262636274]
[null,"Zambia",0,0,0,0,0,0,0,0,0,0,0,0,0,0,0,0,0,0,0,0,0,0,0,0,0,0,0,0,0,0,0,0,0,0,0,0,0,0,0,0,0,0,0,0,0,0,0,0,0,0,0,0,0,0,0,0,0]
[null,"Zimbabwe",0,0,0,0,0,0,0,0,0,0,0,0,0,0,0,0,0,0,0,0,0,0,0,0,0,0,0,0,0,0,0,0,0,0,0,0,0,0,0,0,0,0,0,0,0,0,0,0,0,0,0,0,0,0,0,0,0]
[null,"Other",0,0,0,0,0,0,0,0,0,0,0,0,0,0,0,0,0,0,0,0,0,0,0,0,0,0,0,0,0,0,0,0,0,0,0,0,0,0,0,0,0,0,0,0,0,0,0,0,0,0,0,0,0,0,0,0,0]
[null,"HistVREShare_Country"]
[]
[null,"nonVRE Share"]
[null,null,null,null,null,null,null,null,null,null,null,null,null,null,null,null,null,null,null,null,null,null,null,null,null,null,null,null,null,null,null,null,"REShare_1990"]
[null,null,{"$f":"IF(SUM(IF((HistVREShare_Country=SelectedCountry)*(C158:C302>0),C157))<>0,SUM(IF((HistVREShare_Country=SelectedCountry)*(C158:C302>0),C157)),\"\")","v":1960},{"$f":"IF(SUM(IF((HistVREShare_Country=SelectedCountry)*(D158:D302>0),D157))<>0,SUM(IF((HistVREShare_Country=SelectedCountry)*(D158:D302>0),D157)),\"\")","v":1961},{"$f":"IF(SUM(IF((HistVREShare_Country=SelectedCountry)*(E158:E302>0),E157))<>0,SUM(IF((HistVREShare_Country=SelectedCountry)*(E158:E302>0),E157)),\"\")","v":1962},{"$f":"IF(SUM(IF((HistVREShare_Country=SelectedCountry)*(F158:F302>0),F157))<>0,SUM(IF((HistVREShare_Country=SelectedCountry)*(F158:F302>0),F157)),\"\")","v":1963},{"$f":"IF(SUM(IF((HistVREShare_Country=SelectedCountry)*(G158:G302>0),G157))<>0,SUM(IF((HistVREShare_Country=SelectedCountry)*(G158:G302>0),G157)),\"\")","v":1964},{"$f":"IF(SUM(IF((HistVREShare_Country=SelectedCountry)*(H158:H302>0),H157))<>0,SUM(IF((HistVREShare_Country=SelectedCountry)*(H158:H302>0),H157)),\"\")","v":1965},{"$f":"IF(SUM(IF((HistVREShare_Country=SelectedCountry)*(I158:I302>0),I157))<>0,SUM(IF((HistVREShare_Country=SelectedCountry)*(I158:I302>0),I157)),\"\")","v":1966},{"$f":"IF(SUM(IF((HistVREShare_Country=SelectedCountry)*(J158:J302>0),J157))<>0,SUM(IF((HistVREShare_Country=SelectedCountry)*(J158:J302>0),J157)),\"\")","v":1967},{"$f":"IF(SUM(IF((HistVREShare_Country=SelectedCountry)*(K158:K302>0),K157))<>0,SUM(IF((HistVREShare_Country=SelectedCountry)*(K158:K302>0),K157)),\"\")","v":1968},{"$f":"IF(SUM(IF((HistVREShare_Country=SelectedCountry)*(L158:L302>0),L157))<>0,SUM(IF((HistVREShare_Country=SelectedCountry)*(L158:L302>0),L157)),\"\")","v":1969},{"$f":"IF(SUM(IF((HistVREShare_Country=SelectedCountry)*(M158:M302>0),M157))<>0,SUM(IF((HistVREShare_Country=SelectedCountry)*(M158:M302>0),M157)),\"\")","v":1970},{"$f":"IF(SUM(IF((HistVREShare_Country=SelectedCountry)*(N158:N302>0),N157))<>0,SUM(IF((HistVREShare_Country=SelectedCountry)*(N158:N302>0),N157)),\"\")","v":1971},{"$f":"IF(SUM(IF((HistVREShare_Country=SelectedCountry)*(O158:O302>0),O157))<>0,SUM(IF((HistVREShare_Country=SelectedCountry)*(O158:O302>0),O157)),\"\")","v":1972},{"$f":"IF(SUM(IF((HistVREShare_Country=SelectedCountry)*(P158:P302>0),P157))<>0,SUM(IF((HistVREShare_Country=SelectedCountry)*(P158:P302>0),P157)),\"\")","v":1973},{"$f":"IF(SUM(IF((HistVREShare_Country=SelectedCountry)*(Q158:Q302>0),Q157))<>0,SUM(IF((HistVREShare_Country=SelectedCountry)*(Q158:Q302>0),Q157)),\"\")","v":1974},{"$f":"IF(SUM(IF((HistVREShare_Country=SelectedCountry)*(R158:R302>0),R157))<>0,SUM(IF((HistVREShare_Country=SelectedCountry)*(R158:R302>0),R157)),\"\")","v":1975},{"$f":"IF(SUM(IF((HistVREShare_Country=SelectedCountry)*(S158:S302>0),S157))<>0,SUM(IF((HistVREShare_Country=SelectedCountry)*(S158:S302>0),S157)),\"\")","v":1976},{"$f":"IF(SUM(IF((HistVREShare_Country=SelectedCountry)*(T158:T302>0),T157))<>0,SUM(IF((HistVREShare_Country=SelectedCountry)*(T158:T302>0),T157)),\"\")","v":1977},{"$f":"IF(SUM(IF((HistVREShare_Country=SelectedCountry)*(U158:U302>0),U157))<>0,SUM(IF((HistVREShare_Country=SelectedCountry)*(U158:U302>0),U157)),\"\")","v":1978},{"$f":"IF(SUM(IF((HistVREShare_Country=SelectedCountry)*(V158:V302>0),V157))<>0,SUM(IF((HistVREShare_Country=SelectedCountry)*(V158:V302>0),V157)),\"\")","v":1979},{"$f":"IF(SUM(IF((HistVREShare_Country=SelectedCountry)*(W158:W302>0),W157))<>0,SUM(IF((HistVREShare_Country=SelectedCountry)*(W158:W302>0),W157)),\"\")","v":1980},{"$f":"IF(SUM(IF((HistVREShare_Country=SelectedCountry)*(X158:X302>0),X157))<>0,SUM(IF((HistVREShare_Country=SelectedCountry)*(X158:X302>0),X157)),\"\")","v":1981},{"$f":"IF(SUM(IF((HistVREShare_Country=SelectedCountry)*(Y158:Y302>0),Y157))<>0,SUM(IF((HistVREShare_Country=SelectedCountry)*(Y158:Y302>0),Y157)),\"\")","v":1982},{"$f":"IF(SUM(IF((HistVREShare_Country=SelectedCountry)*(Z158:Z302>0),Z157))<>0,SUM(IF((HistVREShare_Country=SelectedCountry)*(Z158:Z302>0),Z157)),\"\")","v":1983},{"$f":"IF(SUM(IF((HistVREShare_Country=SelectedCountry)*(AA158:AA302>0),AA157))<>0,SUM(IF((HistVREShare_Country=SelectedCountry)*(AA158:AA302>0),AA157)),\"\")","v":1984},{"$f":"IF(SUM(IF((HistVREShare_Country=SelectedCountry)*(AB158:AB302>0),AB157))<>0,SUM(IF((HistVREShare_Country=SelectedCountry)*(AB158:AB302>0),AB157)),\"\")","v":1985},{"$f":"IF(SUM(IF((HistVREShare_Country=SelectedCountry)*(AC158:AC302>0),AC157))<>0,SUM(IF((HistVREShare_Country=SelectedCountry)*(AC158:AC302>0),AC157)),\"\")","v":1986},{"$f":"IF(SUM(IF((HistVREShare_Country=SelectedCountry)*(AD158:AD302>0),AD157))<>0,SUM(IF((HistVREShare_Country=SelectedCountry)*(AD158:AD302>0),AD157)),\"\")","v":1987},{"$f":"IF(SUM(IF((HistVREShare_Country=SelectedCountry)*(AE158:AE302>0),AE157))<>0,SUM(IF((HistVREShare_Country=SelectedCountry)*(AE158:AE302>0),AE157)),\"\")","v":1988},{"$f":"IF(SUM(IF((HistVREShare_Country=SelectedCountry)*(AF158:AF302>0),AF157))<>0,SUM(IF((HistVREShare_Country=SelectedCountry)*(AF158:AF302>0),AF157)),\"\")","v":1989},{"$f":"IF(SUM(IF((HistVREShare_Country=SelectedCountry)*(AG158:AG302>0),AG157))<>0,SUM(IF((HistVREShare_Country=SelectedCountry)*(AG158:AG302>0),AG157)),\"\")","v":1990},{"$f":"IF(SUM(IF((HistVREShare_Country=SelectedCountry)*(AH158:AH302>0),AH157))<>0,SUM(IF((HistVREShare_Country=SelectedCountry)*(AH158:AH302>0),AH157)),\"\")","v":1991},{"$f":"IF(SUM(IF((HistVREShare_Country=SelectedCountry)*(AI158:AI302>0),AI157))<>0,SUM(IF((HistVREShare_Country=SelectedCountry)*(AI158:AI302>0),AI157)),\"\")","v":1992},{"$f":"IF(SUM(IF((HistVREShare_Country=SelectedCountry)*(AJ158:AJ302>0),AJ157))<>0,SUM(IF((HistVREShare_Country=SelectedCountry)*(AJ158:AJ302>0),AJ157)),\"\")","v":1993},{"$f":"IF(SUM(IF((HistVREShare_Country=SelectedCountry)*(AK158:AK302>0),AK157))<>0,SUM(IF((HistVREShare_Country=SelectedCountry)*(AK158:AK302>0),AK157)),\"\")","v":1994},{"$f":"IF(SUM(IF((HistVREShare_Country=SelectedCountry)*(AL158:AL302>0),AL157))<>0,SUM(IF((HistVREShare_Country=SelectedCountry)*(AL158:AL302>0),AL157)),\"\")","v":1995},{"$f":"IF(SUM(IF((HistVREShare_Country=SelectedCountry)*(AM158:AM302>0),AM157))<>0,SUM(IF((HistVREShare_Country=SelectedCountry)*(AM158:AM302>0),AM157)),\"\")","v":1996},{"$f":"IF(SUM(IF((HistVREShare_Country=SelectedCountry)*(AN158:AN302>0),AN157))<>0,SUM(IF((HistVREShare_Country=SelectedCountry)*(AN158:AN302>0),AN157)),\"\")","v":1997},{"$f":"IF(SUM(IF((HistVREShare_Country=SelectedCountry)*(AO158:AO302>0),AO157))<>0,SUM(IF((HistVREShare_Country=SelectedCountry)*(AO158:AO302>0),AO157)),\"\")","v":1998},{"$f":"IF(SUM(IF((HistVREShare_Country=SelectedCountry)*(AP158:AP302>0),AP157))<>0,SUM(IF((HistVREShare_Country=SelectedCountry)*(AP158:AP302>0),AP157)),\"\")","v":1999},{"$f":"IF(SUM(IF((HistVREShare_Country=SelectedCountry)*(AQ158:AQ302>0),AQ157))<>0,SUM(IF((HistVREShare_Country=SelectedCountry)*(AQ158:AQ302>0),AQ157)),\"\")","v":2000},{"$f":"IF(SUM(IF((HistVREShare_Country=SelectedCountry)*(AR158:AR302>0),AR157))<>0,SUM(IF((HistVREShare_Country=SelectedCountry)*(AR158:AR302>0),AR157)),\"\")","v":2001},{"$f":"IF(SUM(IF((HistVREShare_Country=SelectedCountry)*(AS158:AS302>0),AS157))<>0,SUM(IF((HistVREShare_Country=SelectedCountry)*(AS158:AS302>0),AS157)),\"\")","v":2002},{"$f":"IF(SUM(IF((HistVREShare_Country=SelectedCountry)*(AT158:AT302>0),AT157))<>0,SUM(IF((HistVREShare_Country=SelectedCountry)*(AT158:AT302>0),AT157)),\"\")","v":2003},{"$f":"IF(SUM(IF((HistVREShare_Country=SelectedCountry)*(AU158:AU302>0),AU157))<>0,SUM(IF((HistVREShare_Country=SelectedCountry)*(AU158:AU302>0),AU157)),\"\")","v":2004},{"$f":"IF(SUM(IF((HistVREShare_Country=SelectedCountry)*(AV158:AV302>0),AV157))<>0,SUM(IF((HistVREShare_Country=SelectedCountry)*(AV158:AV302>0),AV157)),\"\")","v":2005},{"$f":"IF(SUM(IF((HistVREShare_Country=SelectedCountry)*(AW158:AW302>0),AW157))<>0,SUM(IF((HistVREShare_Country=SelectedCountry)*(AW158:AW302>0),AW157)),\"\")","v":2006},{"$f":"IF(SUM(IF((HistVREShare_Country=SelectedCountry)*(AX158:AX302>0),AX157))<>0,SUM(IF((HistVREShare_Country=SelectedCountry)*(AX158:AX302>0),AX157)),\"\")","v":2007},{"$f":"IF(SUM(IF((HistVREShare_Country=SelectedCountry)*(AY158:AY302>0),AY157))<>0,SUM(IF((HistVREShare_Country=SelectedCountry)*(AY158:AY302>0),AY157)),\"\")","v":2008},{"$f":"IF(SUM(IF((HistVREShare_Country=SelectedCountry)*(AZ158:AZ302>0),AZ157))<>0,SUM(IF((HistVREShare_Country=SelectedCountry)*(AZ158:AZ302>0),AZ157)),\"\")","v":2009},{"$f":"IF(SUM(IF((HistVREShare_Country=SelectedCountry)*(BA158:BA302>0),BA157))<>0,SUM(IF((HistVREShare_Country=SelectedCountry)*(BA158:BA302>0),BA157)),\"\")","v":2010},{"$f":"IF(SUM(IF((HistVREShare_Country=SelectedCountry)*(BB158:BB302>0),BB157))<>0,SUM(IF((HistVREShare_Country=SelectedCountry)*(BB158:BB302>0),BB157)),\"\")","v":2011},{"$f":"IF(SUM(IF((HistVREShare_Country=SelectedCountry)*(BC158:BC302>0),BC157))<>0,SUM(IF((HistVREShare_Country=SelectedCountry)*(BC158:BC302>0),BC157)),\"\")","v":2012},{"$f":"IF(SUM(IF((HistVREShare_Country=SelectedCountry)*(BD158:BD302>0),BD157))<>0,SUM(IF((HistVREShare_Country=SelectedCountry)*(BD158:BD302>0),BD157)),\"\")","v":2013},{"$f":"IF(SUM(IF((HistVREShare_Country=SelectedCountry)*(BE158:BE302>0),BE157))<>0,SUM(IF((HistVREShare_Country=SelectedCountry)*(BE158:BE302>0),BE157)),\"\")","v":2014},{"$f":"IF(SUM(IF((HistVREShare_Country=SelectedCountry)*(BF158:BF302>0),BF157))<>0,SUM(IF((HistVREShare_Country=SelectedCountry)*(BF158:BF302>0),BF157)),\"\")","v":2015},{"$f":"IF(SUM(IF((HistVREShare_Country=SelectedCountry)*(BG158:BG302>0),BG157))<>0,SUM(IF((HistVREShare_Country=SelectedCountry)*(BG158:BG302>0),BG157)),\"\")","v":2016}]
[null,null,1960,1961,1962,1963,1964,1965,1966,1967,1968,1969,1970,1971,1972,1973,1974,1975,1976,1977,1978,1979,1980,1981,1982,1983,1984,1985,1986,1987,1988,1989,1990,1991,1992,1993,1994,1995,1996,1997,1998,1999,2000,2001,2002,2003,2004,2005,2006,2007,2008,2009,2010,2011,2012,2013,2014,2015,2016]
[null,"World",0,0,0,0,0,0,0,0,0,0,0,0.23597011782470273,0.22885263518832499,0.2155557291682807,0.23223924170803048,0.22814271736859368,0.21178694870889814,0.20908956644345994,0.21420860464151964,0.21630194174055506,0.21398288280838318,0.21486148568724864,0.21830055854317196,0.21891364506883235,0.21445946874725375,0.20939288415638938,0.20712906433508393,0.19875456643977507,0.19690118759506217,0.19174689207938461,0.19361767941480376,0.19226939295677953,0.19150595576882484,0.19772143146409596,0.19502852284984981,0.19802882123868934,0.19449297550892838,0.1931331519077833,0.18954422973516,0.18553149452791809,0.18152857599996683,0.17647077725253291,0.17487529797529863,0.1702030309716947,0.17344595965650461,0.1741158572377052,0.17418019408482302,0.16995908854121244,0.17420448846827916,0.17875990939077849,0.17800765727833354,0.17636420161555655,0.18095861548943021,0.18271988312482457,0.18493308607514772,0.18273027119728821,0.18590806454693648,"HistnonVREShare_Data"]
[null,"Albania",0,0,0,0,0,0,0,0,0,0,0,0.5714285714285714,0.62068965517241381,0.66216216216216217,0.68421052631578949,0.7191011235955056,0.74509803921568629,0.76521739130434785,0.77419354838709675,0.78832116788321172,0.79407806191117092,0.81333333333333335,0.83001328021248344,0.84656084656084651,0.73688458434221149,0.67683508102955192,0.79533881707794751,0.76222980659840733,0.73770080321285136,0.74654377880184331,0.86407766990291257,0.9214248297537978,0.95050088391278731,0.93907622555964865,0.95686374016747022,0.93986139056561591,0.95720494817786694,0.96174445294567712,0.96320219220982584,0.97329158224350709,0.96149016324822101,0.95308310991957101,0.93953986088817554,0.97856570512820518,0.97502675704602215,0.98713944515891971,0.98316437364228815,0.97482517482517483,1,0.99980776624375245,0.99986786469344613,0.98592221426867099,1,1,1,1,1]
[null,"Algeria",0,0,0,0,0,0,0,0,0,0,0,0.1480484522207268,0.20320197044334976,0.26799714896650034,0.1619947848761408,9.0358126721763091E-2,9.1853600944510033E-2,5.8024158757549613E-2,4.5620437956204379E-2,4.5263649090060663E-2,3.6080303243015581E-2,4.4952100221075902E-2,5.0979140059599831E-2,2.2998629868858877E-2,4.0422106957610449E-2,5.2631578947368418E-2,1.9258916878514751E-2,3.9223392548341458E-2,1.3103250751825862E-2,1.4748107543722265E-2,8.3830104321907604E-3,1.689247621793024E-2,1.0882642458711582E-2,1.8182754713093642E-2,8.3488407182014789E-3,9.7895003804209998E-3,6.5362641619056841E-3,3.4888589105456576E-3,9.2425414839652654E-3,8.1997010946399003E-3,2.1249803242562571E-3,2.5915492957746477E-3,2.0616319444444445E-3,8.9614825335632888E-3,8.0319999999999992E-3,1.6364440513047324E-2,6.1886106852892748E-3,6.0759221421658243E-3,7.0335023362163235E-3,7.9478455105062209E-3,3.8046092622556521E-3,9.8000937060752774E-3,1.0836803317246546E-2,5.5101018533978965E-3,3.9537996949036459E-3,2.1076194075409171E-3,3.0705522768567687E-3]
[null,"Angola",0,0,0,0,0,0,0,0,0,0,0,0.8153638814016172,0.8114558472553699,0.82723577235772361,0.69812855980471933,0.72796934865900387,0.73162393162393158,0.73162393162393158,0.90256410256410258,0.88095238095238093,0.88148148148148153,0.88148148148148153,0.87638888888888888,0.73818646232439333,0.89701492537313432,0.86972704714640203,0.86972704714640203,0.86543209876543215,0.8601226993865031,0.86691086691086694,0.86206896551724133,0.82655246252676662,0.88701161562829989,0.93684210526315792,0.93717277486910999,0.9375,0.89980544747081714,0.7635253054101222,0.80424886191198786,0.66966292134831462,0.63114186851211074,0.62087912087912089,0.64759206798866853,0.62205513784461153,0.78405017921146958,0.79648241206030146,0.80611010284331519,0.77618899595896795,0.75409047160731468,0.65343189017951431,0.67957423380436777,0.70907803928508228,0.60799484203739518,0.5802093476144109,0.53175105485232066,0.53179723502304144,0.56123926261943824]
[null,"Argentina",0,0,0,0,0,0,0,0,0,0,0,6.7770064341347788E-2,6.2356753339129059E-2,0.11443681782378755,0.18196779964221824,0.17936134682888594,0.16779189833200953,0.179773547650634,0.23368427349404797,0.28567253792407216,0.38382108497456302,0.38026210767527485,0.44381487238630096,0.4318070832267516,0.44422452519681538,0.45867668176295151,0.43091239311878865,0.42177981898191741,0.29005091298855412,0.25903268594959517,0.35441466298778085,0.30436566398746806,0.34870528444372861,0.38934000259841495,0.42601578123304445,0.40213385063045587,0.33385471974284647,0.39366234197349859,0.36345457493379452,0.27250922738513927,0.3312000899786301,0.41775509071741662,0.43477437154393567,0.37866999891339781,0.31562921180052911,0.33454038733162073,0.3706219764384433,0.29785411720895594,0.26309167461596655,0.28897874818527053,0.28565498191804445,0.32284357994674079,0.28983167068504057,0.31142236730467793,0.31116532263902363,0.27716495236518418,0.2658765317666944]
[null,"Armenia",0,0,0,0,0,0,0,0,0,0,0,0,0,0,0,0,0,0,0,0,0,0,0,0,0,0,0,0,0,0,0.15006755452615325,0.16246321984026901,0.33807196801421591,0.68196981731532957,0.6210675150229763,0.34508181981657976,0.25297714837463792,0.23055233040305192,0.24826360846389922,0.2099002973587546,0.211648204095334,0.16849434290687554,0.30041674216343539,0.36029812761316127,0.33134328358208953,0.28067120468576856,0.30718734219828314,0.3141742963716514,0.31143847487001736,0.35602186563216365,0.39377599753504855,0.33499327052489908,0.28894972623195619,0.28184176394293126,0.25703225806451613,0.28285677650980895,0.32139439507860562]
[null,"Australia",0.20052216886568139,0.21354844305663978,0.21231007373009084,0.25195355291024613,0.23430618549924406,0.25668688921430921,0.20424727596175227,0.20327312899827865,0.18890378813275227,0.18972964676475101,0.18527368826066706,0.22328211895560374,0.21324865516434882,0.18240673176941827,0.19581052540838756,0.20621372946085159,0.20354225573358467,0.16458351012886879,0.16652679674569318,0.17416678618315809,0.13993951739924818,0.14167188478396994,0.13515558407477996,0.11906138347375304,0.11234574544410963,0.11798428881831857,0.11933893789780975,0.10695467712871513,0.10867427364889294,0.1037856433826029,9.6560306441890759E-2,0.10598201052792967,0.10066865251435969,0.1054240486167267,0.10184304506218259,9.6108330198778971E-2,9.2150613453673674E-2,9.5712462828383513E-2,8.4155902758192791E-2,8.5136057595505507E-2,8.3358746616856633E-2,7.985196084988741E-2,7.6788431598483586E-2,8.0952553652543682E-2,7.8474933505102692E-2,8.3815421266756299E-2,8.5241506142390011E-2,7.5286341617999908E-2,6.7905526323367882E-2,5.8920977851226346E-2,6.4446151044676853E-2,7.4315910595504561E-2,6.8042124731937145E-2,8.5545793717655555E-2,8.850680635043813E-2,6.75205207475401E-2,7.3330498324353635E-2]
[null,"Austria",0.73559124465742776,0.69293579116664605,0.67099165894346613,0.63671502997030982,0.63892239646160032,0.7181951308804686,0.72431674246610278,0.72065649867374004,0.70317366449832441,0.62873558786102646,0.70828819068255688,0.5832919651088575,0.58724286949006055,0.61301591408979172,0.67055829965574021,0.67818395213694782,0.58198886145719697,0.66405915130732962,0.65827958701595135,0.69482797223673409,0.69829326923076918,0.74201107797187904,0.74277258198176865,0.74251882207185738,0.71223867700357635,0.72865895478030274,0.73663505923550943,0.74329818064723874,0.76539491993603193,0.74033160410944965,0.66202125933138589,0.65062473844682245,0.72396323514687921,0.74065134025033574,0.70800790620022647,0.70502736597919458,0.66793593907492443,0.67876447876447876,0.69726345913074583,0.70590493357366979,0.72427096903497346,0.68976697725449099,0.68767502388561264,0.60009983303785053,0.62431394072447854,0.61301327378737125,0.62423950557829677,0.65170482491630566,0.6587225338581213,0.68110651905034847,0.63042070244649218,0.62242063173445961,0.70459903944112934,0.72243652305928641,0.73595286785470837,0.6713728283924032,0.68087942393136203]
[null,"Azerbaijan",0,0,0,0,0,0,0,0,0,0,0,0,0,0,0,0,0,0,0,0,0,0,0,0,0,0,0,0,0,0,7.1613683483068416E-2,7.4968017057569294E-2,8.8397510499418103E-2,0.12734239672458139,0.10409196972283877,9.1293123679887345E-2,9.0009949084099025E-2,0.10168686148728914,0.10840093343704855,8.2856514084507046E-2,8.2036472538638425E-2,6.8581971534001057E-2,0.10801561413828138,0.11599173165460866,0.12670161883738043,0.13155823714585518,0.10259544472965815,0.10820707648647411,0.10312803215820357,0.12232351070595718,0.18417958311063604,0.13186163398048684,7.9215242735340183E-2,6.6626702063886267E-2,5.6090262051116141E-2,6.9993519118600134E-2,8.1994149000120226E-2]
[null,"Bahrain",0,0,0,0,0,0,0,0,0,0,0,0,0,0,0,0,0,0,0,0,0,0,0,0,0,0,0,0,0,0,0,0,0,0,0,0,0,0,0,0,0,0,0,0,0,0,0,0,0,0,0,0,0,0,0,0,0]
[null,"Bangladesh",0,0,0,0,0,0,0,0,0,0,0,0.16990291262135923,0.16990291262135923,0.23575498575498577,0.15687540348612009,0.26797787338660112,0.27925381571509328,0.22595656670113753,0.22803064443442991,0.24437968359700249,0.24776880577985549,0.23478587528174305,0.172266139657444,0.19283425575298574,0.22617246596066565,0.16320671378091872,9.375E-2,9.2536244854125649E-2,0.10319523008714264,0.12930428671820099,0.11433005690636316,0.10133010882708585,8.9498538340454237E-2,6.6043884423202262E-2,8.6569910057236299E-2,3.4425319267073845E-2,6.4406484225204813E-2,6.0634171023781415E-2,6.7147958391554102E-2,5.7647058823529412E-2,4.7492232578783843E-2,5.7095216191352348E-2,4.0128582909188318E-2,3.7997159090909088E-2,3.0344771705222217E-2,2.8320792528453133E-2,2.5363177677694627E-2,2.4157393968714722E-2,2.7763165585364426E-2,1.1216612421658553E-2,1.7872027457710223E-2,1.9749507394741014E-2,1.6000164737860877E-2,1.6829819277108433E-2,1.0529143164114961E-2,9.591432105878565E-3,8.7987936636249164E-3]
[null,"Belarus",0,0,0,0,0,0,0,0,0,0,0,0,0,0,0,0,0,0,0,0,0,0,0,0,0,0,0,0,0,0,5.0599605323078478E-4,4.6469601135923583E-4,4.5218779092964491E-4,5.693907518954718E-4,6.0515335860114019E-4,8.0263263504294082E-4,6.7430883344571813E-4,8.0592547108262655E-4,1.1918951132300357E-3,7.1654849901945999E-4,1.034443124784491E-3,1.1969836013246619E-3,1.0961596613244633E-3,1.0515642017501032E-3,1.0573534123678309E-3,1.1627531410484157E-3,1.1631196755839176E-3,1.5394765779634925E-3,2.0543254964619949E-3,3.4237555965235711E-3,3.6968046998137271E-3,4.254658385093168E-3,5.3573167959998702E-3,8.1886564890341837E-3,6.8806679142075717E-3,7.1592042720497627E-3,8.6099028779121727E-3]
[null,"Belgium",1.1351636747624076E-2,1.1791128579449747E-2,9.2903961242519241E-3,7.6546884967042313E-3,5.595834752566785E-3,1.2690710586478795E-2,1.3202048746026139E-2,1.0046009032966105E-2,9.2214663643235065E-3,7.8861649237099256E-3,8.0594961176817474E-3,4.0316514727562654E-3,4.8569886670264432E-3,7.0663547950264678E-3,8.2242283877676427E-3,6.5167328139546276E-3,3.5226959234344163E-3,1.0049286308647506E-2,9.553195276805317E-3,1.0577015701762836E-2,1.0886967659301952E-2,1.3426305168727897E-2,7.5833366681339791E-3,6.9020031232528102E-3,6.9845408828459674E-3,6.043477488046357E-3,8.0179101369292453E-3,9.1613586407175065E-3,8.3512805813358952E-3,7.4166006250280369E-3,7.7960507596881575E-3,7.417188773073357E-3,8.5142136955608464E-3,7.1216532511274759E-3,8.2841563757166288E-3,8.9640350399912937E-3,7.3597913173094835E-3,7.4491722428430152E-3,9.1136155954919286E-3,1.004006429479644E-2,1.241950877701666E-2,1.32030832633748E-2,1.3355737036533685E-2,1.3211905075334186E-2,1.6051592711581093E-2,2.1911351199990665E-2,3.0634988381467256E-2,3.4149072296865E-2,4.4733977004893337E-2,4.7624880297530231E-2,4.9470868457792035E-2,5.500258386321253E-2,6.8107472341676772E-2,6.5308407575093722E-2,6.5942211406673945E-2,8.4757596474130531E-2,6.6894942003056831E-2]
[null,"Benin",0,0,0,0,0,0,0,0,0,0,0,0,0,0,0,0,0,0,0,0,0,0,0,0,0,0,0,0,0,0,0,0,0,0,0,0,0,3.3898305084745763E-2,2.5316455696202531E-2,2.7777777777777776E-2,2.3809523809523808E-2,3.0303030303030304E-2,3.1746031746031744E-2,2.5000000000000001E-2,1.2345679012345678E-2,9.3457943925233638E-3,2.5974025974025976E-2,1.3636363636363636E-2,1.3100436681222707E-2,7.8125E-3,8.6956521739130436E-3,0,0,0,0,4.0935672514619881E-2,4.2253521126760563E-2]
[null,"Bolivia",0,0,0,0,0,0,0,0,0,0,0,0.87115384615384617,0.84819064430714919,0.84030742954739535,0.82168106834249799,0.80846325167037858,0.7973537604456824,0.75974842767295603,0.74142940151074954,0.71789242590559821,0.67634342186534901,0.65926748057713647,0.69235294117647062,0.66704610130904951,0.65964523281596454,0.65540540540540537,0.61915125136017413,0.59412404787812845,0.61581920903954801,0.5725190839694656,0.52444829078321076,0.58875219683655533,0.54145936981757881,0.58279894379479447,0.48158640226628896,0.43325604504802917,0.45460160592958615,0.46457373271889402,0.43288409703504044,0.47358928111311516,0.51520618556701026,0.54849246231155779,0.53943594646271509,0.4711449676823638,0.48750829095732923,0.41258169934640521,0.41867924528301886,0.41698639693058948,0.41361526560082518,0.3945433752654795,0.33908809207613988,0.3415512465373961,0.32136796762824699,0.33792162698412698,0.28477981544212122,0.29102268990463664,0.21405037729833137]
[null,"Bosnia and Herzegovina",0,0,0,0,0,0,0,0,0,0,0,0,0,0,0,0,0,0,0,0,0,0,0,0,0,0,0,0,0,0,0.20899398578458173,0.37272397533550961,0.52229885057471259,0.71145175834084762,0.81503298774740807,0.82776641672347195,0.70245231607629433,0.53108956075299485,0.50203811832103118,0.54480992712231635,0.48844568031450764,0.48702763677382965,0.48845618915159944,0.39952068169714183,0.46975172847265872,0.47595619742897954,0.44007814261026373,0.33952817379497624,0.32834109154692032,0.39820015317845292,0.46869890212567156,0.28710732984293191,0.29931827865360033,0.41464672511603917,0.36726485148514854,0.35517307569262269,0.31749873360724939]
[null,"Botswana",0,0,0,0,0,0,0,0,0,0,0,0,0,0,0,0,0,0,0,0,0,0,0,0,0,0,0,0,0,0,0,0,0,0,0,0,0,0,0,0,0,0,0,0,0,0,0,0,0,0,0,0,0,0,0,0,0]
[null,"Brazil",0,0,0,0,0,0,0,0,0,0,0,0.84952886889759205,0.89915319476520406,0.90597287025306672,0.9269864293783735,0.92674985747767147,0.93051436695433898,0.93649269393735401,0.92325843394335083,0.93359048385315602,0.93781030276940736,0.9328419616420629,0.94227721925977548,0.95055817445567226,0.94456212720887456,0.93679846346072426,0.91828940077574606,0.93033034805317438,0.94177634486640893,0.9393742410494621,0.94500518353297036,0.94625752526911766,0.94419439710092168,0.95254706797472777,0.95405339927165334,0.94157495800087809,0.93560447407631198,0.92976537589859143,0.92921789723634651,0.90036329306038554,0.89492132641655442,0.84276790823967762,0.85720526165052902,0.8714686047883976,0.860163684369459,0.87101552478333044,0.86691133861309644,0.88069783689432923,0.84085672267727996,0.88730179502747142,0.84302126050664572,0.8661230599691212,0.81534461044037176,0.75536337148220267,0.71011985080868401,0.70238733813345433,0.74548488570347682]
[null,"Brunei",0,0,0,0,0,0,0,0,0,0,0,0,0,0,0,0,0,0,0,0,0,0,0,0,0,0,0,0,0,0,0,0,0,0,0,0,0,0,0,0,0,0,0,0,0,0,0,0,0,0,0,0,0,0,0,0,0]
[null,"Bulgaria",0,0,0,0,0,0,0,0,0,0,0,0.10325466311381805,9.406851959947915E-2,0.11705228639096374,9.1204069104621588E-2,9.7198557673257524E-2,0.10646195985151548,0.11878155503197577,9.237266607392354E-2,0.10229238754325259,0.1065882015214583,9.7857838364167476E-2,7.5384957611409079E-2,7.8573438379290941E-2,7.2976361031518625E-2,5.3708685626441197E-2,5.5619320899091343E-2,5.8381064108757159E-2,5.7661979964905269E-2,6.0706551164049813E-2,4.4564675731472915E-2,5.9737653565660027E-2,5.7933164841336704E-2,5.1109298102481777E-2,3.8496840007342721E-2,5.5373423628227524E-2,6.8335050098323816E-2,6.4616034349264453E-2,7.4657088445869393E-2,7.2411162839632809E-2,6.576292870147124E-2,3.989984839435843E-2,5.2028741492565631E-2,7.1560196560196562E-2,7.647371216144451E-2,9.8630946966251257E-2,9.3138763131290936E-2,6.6935277266693058E-2,6.3699982056343085E-2,8.2065076331374914E-2,0.11065475802420845,5.9432660975951061E-2,7.0675626355224452E-2,9.7285750772016996E-2,0.10239307861146035,0.12172253908333676,9.619045486103335E-2]
[null,"Cambodia",0,0,0,0,0,0,0,0,0,0,0,0,0,0,0,0,0,0,0,0,0,0,0,0,0,0,0,0,0,0,0,0,0,0,0,0,0,0,0,0,0,0,3.9835164835164832E-2,6.2909567496723454E-2,5.030674846625767E-2,6.0165975103734441E-2,5.5979643765903309E-2,4.4235924932975873E-2,4.2510121457489877E-2,5.2132701421800945E-2,5.1999999999999998E-2,6.7924528301886791E-2,0.37447698744769875,0.57761529808773904,0.6103853690398432,0.46349783943597905,0.47568823739721128]
[null,"Cameroon",0,0,0,0,0,0,0,0,0,0,0,0.97302325581395344,0.96233183856502247,0.95527728085867625,0.95429029671210908,0.95220588235294112,0.947209653092006,0.94230769230769229,0.94166043380703068,0.94304253785147796,0.93943565037852717,0.94814038763750652,0.94878957169459965,0.96534195933456557,0.98285198555956677,0.97828758705448582,0.98103309120258275,0.97727272727272729,0.98055661456347698,0.98411525674178058,0.98479792361883578,0.98560885608856086,0.98721227621483376,0.98940677966101698,0.9882352941176471,0.98850987432675042,0.98862461220268871,0.98849104859335035,0.98358585858585856,0.98755924170616116,0.98908045977011494,0.98107879130189213,0.96424242424242423,0.95765472312703581,0.95377128953771284,0.94205794205794202,0.88817077947512735,0.74823574289528894,0.75849322302411548,0.70672661248486945,0.73215799288014916,0.7529133592298598,0.75365079365079368,0.68160919540229881,0.65194147439504779,0.54916278484199921,0.55145213338114019]
[null,"Canada",0.92089060586723692,0.90910273645864959,0.87968456690801822,0.84178603276107233,0.83157818181818177,0.8022119114420222,0.81224191168264281,0.79196702601373126,0.75455809598732426,0.77082651056165052,0.75478731528504339,0.73235722367727074,0.7379889244170692,0.72072452338372561,0.74305415939191932,0.73072758770030322,0.71556568975923818,0.68695074310769932,0.68935892239003582,0.68353986243769316,0.67630023735660816,0.68614710853864669,0.67105891586140665,0.65722727607091191,0.66007642845701475,0.66532289696409741,0.66705373571437721,0.64185246086634107,0.61268627505248718,0.59027969647826695,0.62378718822672763,0.61410412991360208,0.61667489942896025,0.6171067641139073,0.6038929370331112,0.60992848278140377,0.63094205390196689,0.62338912133891211,0.60393234920742311,0.61153131990085419,0.605540657468015,0.57972294753976061,0.5981489059448597,0.58771554868016185,0.58285114150683903,0.59780227927299223,0.59147294561298125,0.59804646679613871,0.6085901821968055,0.61720670244495934,0.5987101343982365,0.6089491523284144,0.61580726631971994,0.60914756500228262,0.5971013791727382,0.59110375953355743,0.59910658492762914]
[null,"Chile",0,0,0,0,0,0,0,0,0,0,0,0.57191459408728296,0.64775016789791806,0.64407939767282685,0.68946972141551033,0.73740265689418227,0.719198016600194,0.72105155482815053,0.70868725868725868,0.6773845877492366,0.67875074461747942,0.68959759559191847,0.76244629770027794,0.77796261089987329,0.75394532118248503,0.80235042735042739,0.82135105805751496,0.83737289761463196,0.76174992610109371,0.60996013699399243,0.53837361201828871,0.70973398126346376,0.82694629521978269,0.81664791901012368,0.74265142224156344,0.72405180718592788,0.60452933328994896,0.62134726852268973,0.48170886254189077,0.38030737171138318,0.48547831728130147,0.54245138839905005,0.55434956836344484,0.50142006021909502,0.46887205124199344,0.53869750781190462,0.55242227042660885,0.44140217744278659,0.45685381213989013,0.4869734198478311,0.39653175364860838,0.39082068997002117,0.35858984100586372,0.34897693834257171,0.40176388280355602,0.3912610927613514,0.36857567962878901]
[null,"China",0,0,0,0,0,0,0,0,0,0,0,0.21573111274107951,0.22127493410562624,0.22526661489486571,0.25211217232746441,0.22695178535404478,0.22097305679395232,0.21034397426379609,0.17384389909258163,0.17769107997871963,0.1936267172271563,0.21195072266951206,0.22705078125,0.2457318461188254,0.22994779935875354,0.22491416883780954,0.21028629902342447,0.20111810485249462,0.2001980888098164,0.20244181871035036,0.20407296046150775,0.1846950747094632,0.17582429240747888,0.18122159019750739,0.18083587845881205,0.19207095049776071,0.17542305413611789,0.17493362021607764,0.18028265524625267,0.16640253821394324,0.16592512712633267,0.18905850235220795,0.17562950227426061,0.14979314459467594,0.16159368133089963,0.16090560719481889,0.15454504852485421,0.15085883008967668,0.17306200851699577,0.17132208596305687,0.17542988141629523,0.15211437702410338,0.17913239869264788,0.17414371974078494,0.19338498291045572,0.1997535814118245,0.19838189318529645]
[null,"Colombia",0,0,0,0,0,0,0,0,0,0,0,0.65062005663509426,0.69326493777904441,0.68280725896619932,0.68427157438911224,0.70296187456499881,0.68575806216255653,0.69771252539817785,0.70702067615043485,0.70907655880031573,0.70977208255893576,0.69803147711411662,0.69195744297177897,0.67653350796769263,0.6841938799715348,0.69370410407425354,0.73007135575942916,0.74295964695050321,0.74672846237731738,0.77017443523019735,0.76384190114695927,0.7568261692349284,0.68665007285089852,0.7325397442879743,0.78492598227438481,0.76404625901301615,0.82992020663253541,0.71644434480439412,0.69746308216584629,0.79860819205081501,0.75524637681159423,0.74338198057179683,0.76504151680653609,0.78788595002256079,0.81546290150646639,0.80072312612988461,0.804835859760067,0.81443186962426439,0.83914333726625912,0.72776426534147576,0.72055061927840602,0.83398082124416029,0.79461965414354008,0.69341694484613414,0.69197891036906856,0.6393501389084485,0.65837927806095908]
[null,"Congo",0,0,0,0,0,0,0,0,0,0,0,0.61363636363636365,0.6470588235294118,0.52083333333333337,0.55555555555555558,0.55238095238095242,0.55263157894736847,0.46153846153846156,0.16666666666666666,0.59230769230769231,0.64516129032258063,0.65189873417721522,0.89230769230769236,0.99145299145299148,0.9920948616600791,0.98979591836734693,0.99259259259259258,0.98932384341637014,0.98972602739726023,0.99250000000000005,0.99391480730223125,1,0.99065420560747663,0.99171270718232041,0.99382716049382713,0.99435028248587576,0.99563318777292575,0.99558498896247238,0.9941860465116279,0.85585585585585588,0.9966216216216216,1,1,0.8571428571428571,0.83123425692695219,0.81986143187066973,0.82119205298013243,0.82309582309582308,0.81344902386117135,0.61224489795918369,0.54719387755102045,0.61175560711523591,0.58058823529411763,0.56816851960210646,0.54712643678160922,0.53344867358708192,0.54706217912150601]
[null,"Costa Rica",0,0,0,0,0,0,0,0,0,0,0,0.90418118466898956,0.87213891081294392,0.84484038604305867,0.85490463215258861,0.85107772697583284,0.88463873709775354,0.76534090909090913,0.77194805194805194,0.81722583875813726,0.95687331536388143,0.97040169133192389,0.97280844155844159,0.97421602787456441,0.98271926964460388,0.98224431818181823,0.98372329603255337,0.96074050430896907,0.95709364234262451,0.97595307917888563,0.97520184544405997,0.94875776397515532,0.82837947882736152,0.89922638436482083,0.90146579804560256,0.82749436590862524,0.90233236151603502,0.95597932632329352,0.90208756696840942,0.96212366461638066,0.96502384737678859,0.95774647887323938,0.94936877076411963,0.93787736481953576,0.96055995130858185,0.94249394673123488,0.90720938254570538,0.8935911602209945,0.9076419674899725,0.91654135338345866,0.89564854429719298,0.87001627339300247,0.86632592883821502,0.83546653639472401,0.82568268571987868,0.88984461709211982,0.87657384431577978]
[null,"Côte d'Ivoire",0,0,0,0,0,0,0,0,0,0,0,0.23639455782312926,0.32658959537572252,0.21105527638190955,0.32435597189695553,0.39812889812889812,0.30852017937219733,0.17860016090104586,0.1181046676096181,0.40131940626717977,0.77301315037164098,0.91631355932203384,0.88751926040061635,0.50387196695921532,0.24933155080213903,0.7612107623318386,0.64212788823213329,0.48412333179935574,0.53699697100822152,0.72421626533393912,0.66666666666666663,0.69014859658778205,0.56648648648648647,0.50228519195612431,0.49724692926725966,0.60536138445877163,0.54696132596685088,0.46613743487968246,0.34236698160119344,0.36412705003113971,0.36749999999999999,0.36847492323439102,0.32659614658103514,0.36013367407116176,0.33666061705989109,0.27231121281464532,0.28682581786030059,0.33954892559048128,0.34758620689655173,0.37523420200987906,0.28281642917015926,0.30136087883259549,0.26439566704675027,0.21882352941176469,0.23931933381607531,0.16725978647686832,0.16600019506485905]
[null,"Croatia",0,0,0,0,0,0,0,0,0,0,0,0,0,0,0,0,0,0,0,0,0,0,0,0,0,0,0,0,0,0,0.45552858088722137,0.65887484621407,0.48921590653785668,0.4777289836888331,0.62019833580303207,0.61362656317378184,0.70455562516781522,0.57184722086548789,0.52654094639427274,0.56530785235416503,0.57302672467371041,0.56228956228956228,0.46052735143644236,0.41373559733171617,0.54911131898971,0.53994026192846745,0.51288400526193612,0.37528895974491827,0.45395508958610437,0.55602094240837696,0.61901865369018649,0.45250800426894344,0.46549608231851225,0.62715996271599628,0.68264364394164934,0.59236518953550454,0.57740784780023779]
[null,"Cuba",0,0,0,0,0,0,0,0,0,0,0,0.18466135458167332,0.13645853103055608,0.13682550805886476,0.13706595780029907,0.12431693989071038,0.11480194579569145,0.11797534068786503,0.12246581801037247,0.11295469049138482,0.10521573731104214,9.7872340425531917E-2,9.8356213872832374E-2,9.9376731301939053E-2,9.7225612236595885E-2,9.7139109763095338E-2,9.4414086217364912E-2,9.1885529316559994E-2,9.5585201485352767E-2,8.9375943303366359E-2,0.10250266240681576,0.1033441533932211,0.12289824926330387,8.8074895473550269E-2,7.9063936481404098E-2,6.1321133317280681E-2,7.6835902085222119E-2,7.0691361515622789E-2,6.1916878710771839E-2,6.7899530775600334E-2,6.8715492582984108E-2,6.5686274509803924E-2,6.6560509554140126E-2,5.3633546265258361E-2,5.6092101055324591E-2,3.180396246089677E-2,3.0356383947544169E-2,3.0301310787039664E-2,3.9146914069129374E-2,3.8695848375451265E-2,3.1729608553198826E-2,3.1137387387387389E-2,3.5923594530062948E-2,4.2163009404388711E-2,3.8262935040793145E-2,3.7016955835962144E-2,3.6660475119757549E-2]
[null,"Curaçao",0,0,0,0,0,0,0,0,0,0,0,0,0,0,0,0,0,0,0,0,0,0,0,0,0,0,0,0,0,0,0,0,0,0,0,0,0,0,0,0,0,0,0,0,0,0,0,0,0,0,0,0,0,0,0,0,0]
[null,"Cyprus",0,0,0,0,0,0,0,0,0,0,0,0,0,0,0,0,0,0,0,0,0,0,0,0,0,0,0,0,0,0,0,0,0,0,0,0,0,0,0,0,0,0,0,0,0,0,0,2.0529665366454526E-4,2.3626698168930892E-3,5.1773729626078619E-3,6.576475009394964E-3,1.0549807263136538E-2,1.05999576001696E-2,1.1421911421911422E-2,1.1724137931034483E-2,1.1250827266710787E-2,1.0640474728872518E-2]
[null,"Czech Republic",0,0,0,0,0,0,0,0,0,0,0,3.3212361156933906E-2,3.1936127744510975E-2,2.6254432408801671E-2,4.2165044042651832E-2,3.9513810229153963E-2,2.9981961060772565E-2,3.8422471383365235E-2,3.4100437901798196E-2,4.4742336435832891E-2,4.5559860224855669E-2,3.846799932806988E-2,3.0559774553040424E-2,2.9213959153413002E-2,2.2370053770853441E-2,2.8750365616558558E-2,3.0954030954030955E-2,3.9632773811820697E-2,3.2626604905648643E-2,2.5226082817705855E-2,1.8644312761959821E-2,1.8060300507479518E-2,2.3739776825778484E-2,2.6085177481501687E-2,3.0502320642586789E-2,3.9735864630623195E-2,3.5426100308666157E-2,3.4149835713284643E-2,3.0685194355038376E-2,3.6752443149051572E-2,3.1312147686905954E-2,3.4714551283778323E-2,3.9423646292519245E-2,2.2628477588871716E-2,3.2593388232485976E-2,3.7970975577009923E-2,4.1480383484352214E-2,3.7407137322820291E-2,4.1695179782700043E-2,5.2393669149353193E-2,5.8034039759939982E-2,5.3805199594357887E-2,6.3446652900665618E-2,7.9004278671751471E-2,7.7230422111497596E-2,7.9706110196572089E-2,8.2282874785341076E-2]
[null,"North Korea",0,0,0,0,0,0,0,0,0,0,0,0.6164199192462988,0.59287531806615779,0.57177322074788905,0.55275229357798161,0.53551912568306015,0.52754237288135597,0.52004110996916753,0.51297405189620759,0.5063045586808923,0.5,0.49403122130394855,0.48837209302325579,0.48299912816041846,0.47789115646258501,0.49003984063745021,0.51383399209486169,0.52107279693486586,0.5376344086021505,0.51369863013698636,0.56317689530685922,0.57034220532319391,0.5748987854251012,0.60180995475113119,0.59740259740259738,0.61739130434782608,0.58685446009389675,0.55440414507772018,0.6,0.55376344086021501,0.52577319587628868,0.52475247524752477,0.53701456310679607,0.55814839508524616,0.56887998907750426,0.57314944134078216,0.56251392912859377,0.61701435673465599,0.60624865330747679,0.59165996118710651,0.6185376661742984,0.68657026942681787,0.70180910792264506,0.75823696268819551,0.72589200960410971,0.72796098129140274,0.75623301429753043]
[null,"Democratic Republic of the Congo",0,0,0,0,0,0,0,0,0,0,0,0.96953455571227076,0.96707934721440625,0.97920997920997921,0.9766906474820144,0.97526315789473683,0.98043052837573386,0.98188405797101452,0.98039215686274506,0.96031938059520927,0.95455568053993256,0.95905221992178513,0.96421889616463985,0.96990038977912518,0.97104446742502581,0.97215238831947404,0.97280799112097671,0.97236134297903909,0.97329376854599403,0.99682860025947817,0.99557522123893805,0.99583412232531721,0.99687139799110813,0.99693417493237146,0.99661144578313254,0.99708596406022343,0.99705352758225574,0.99623240134840374,0.99598138747884946,0.99547681869581606,0.99949849548645942,0.99916135524991612,0.99868852459016388,0.99886123312184805,0.99886765746638362,0.99905071874152429,0.99390163065093462,0.98896219233697036,0.98715061597562592,0.98905016552075375,0.98912080961416826,0.98885934928471964,0.99881765633210717,0.99891014773552922,0.99875706214689264,0.99821288953423437,0.99846743295019158]
[null,"Denmark",4.5126353790613718E-3,4.8908954100827691E-3,4.2091630241217421E-3,3.3444816053511705E-3,3.192032686414709E-3,3.1669622498099823E-3,2.6107038859323225E-3,2.4649970420035495E-3,1.6226240148354196E-3,1.2505684402000909E-3,1.1985617259288853E-3,1.288659793814433E-3,1.1665208515602217E-3,1.2552301255230125E-3,1.3112604491067037E-3,1.3140604467805519E-3,1.1702179530937637E-3,9.9709934735315447E-4,1.1264570477030071E-3,1.1306589480349148E-3,1.1208668036614981E-3,1.6697869756615899E-3,1.3065834949001097E-3,3.0208756030479281E-3,2.7787579393083982E-3,2.2646170738402417E-3,2.5988370204333561E-3,3.051985486113466E-3,4.0256501603135016E-3,6.4971874591200456E-3,8.2749595874066668E-3,8.6742372417567375E-3,1.4216930184136899E-2,1.6865838582445399E-2,1.4934200798462222E-2,1.8336144512759129E-2,1.5900862229853308E-2,2.2452894053932079E-2,2.6877143482596746E-2,3.4660842754367933E-2,3.6890133969433886E-2,4.0790903548994145E-2,4.8642044442181891E-2,5.44537305677045E-2,7.2707488376694038E-2,8.8175246923798495E-2,6.776873999693056E-2,7.9662224030928888E-2,8.6437622897094168E-2,9.1746145177692875E-2,0.11872780608306314,0.12467001617985182,0.14536985765935964,0.12454307342486257,0.13413080627621563,0.14616872797623159,0.16171941550357119]
[null,"Dominican Republic",0,0,0,0,0,0,0,0,0,0,0,0.35111876075731496,0.38589211618257263,0.26936776491540515,0.26777469990766389,0.20764802631578946,0.35499794323323736,0.19197707736389685,0.28670842032011135,0.28517823639774859,0.19429097605893186,0.43486127864897467,0.31564532694282782,0.30302141390437076,0.3412045635447068,0.28598802395209583,0.3318696556505662,0.34033883765815998,0.46098901098901102,0.1533026113671275,0.10113574905354246,0.13658536585365855,0.10016126142268411,0.21744815991033065,0.10224659472846276,0.11776519992696732,0.13650793650793649,9.8535102266445546E-2,0.11249643095079472,0.14245106797693494,9.1526717557251905E-2,7.4638530676045325E-2,8.9211618257261413E-2,0.12142906790852853,0.16571852584714322,0.17851829812555786,0.15424466394971334,0.1417632174723665,0.11646879352656364,0.13094393186657205,0.11941090619609925,0.11914365497983245,0.13121699262956299,0.12881669020971423,9.140240800406986E-2,6.5387733045122937E-2,9.9412794890285358E-2]
[null,"Ecuador",0,0,0,0,0,0,0,0,0,0,0,0.41904761904761906,0.39838854073410923,0.3463375796178344,0.35842293906810035,0.38574938574938578,0.32509403546480387,0.25398270368684572,0.3036468330134357,0.23185088293001963,0.25860023724792408,0.21134020618556701,0.2162358057501812,0.39995352079944224,0.71274250440917108,0.71939447125932432,0.80047885075818037,0.84881129271916789,0.85552207055486618,0.85872768244063091,0.78547802803591116,0.72770289647261255,0.69121734296831572,0.7839697746592903,0.80611493123772104,0.6122909004626883,0.67922912205567454,0.63057324840764328,0.59742883379247014,0.69625533566162201,0.71701846965699212,0.63990950226244347,0.63299125168236881,0.621946994630175,0.57573403759515307,0.55116370808678505,0.5169449378330373,0.5653554849743464,0.61125577934846154,0.50832031881092143,0.45476446768158285,0.55544197819314645,0.54860594388760009,0.48729633291775937,0.48780186777471513,0.52280294231513746,0.59760562348978541]
[null,"Egypt",0,0,0,0,0,0,0,0,0,0,0,0.63028257064266069,0.64142732811140124,0.63607204539847029,0.66819471731063085,0.6543947571318427,0.65619875368973435,0.63947070478347012,0.61518151815181521,0.5677611940298507,0.51750356407413278,0.47935241670577194,0.46394401133947555,0.37934232389195871,0.33161210368687388,0.27538305041642824,0.27734281616065026,0.22877526753864447,0.22738756947953512,0.23947753847631395,0.23504354411207876,0.22349647823731261,0.21235605762073645,0.21936982174240521,0.22251744280382929,0.21948076923076923,0.20955749002538993,0.20515848565756145,0.19410475494711432,0.21401562157821738,0.17528121520801607,0.18167190989649623,0.1441753559816123,0.13677862643539287,0.12481860630410961,0.11633084920415862,0.11199493964837488,0.1239520814519416,0.11204212454212455,9.2539568345323744E-2,8.8871631379601621E-2,8.2169675870043077E-2,7.9700901426245835E-2,7.9452543885748295E-2,7.9039313795568264E-2,7.2697509660798632E-2,6.9264693017439677E-2]
[null,"El Salvador",0,0,0,0,0,0,0,0,0,0,0,0.70731707317073167,0.54702970297029707,0.53653217011995635,0.56653225806451613,0.45656565656565656,0.6292134831460674,0.72360248447204967,0.8909218859957776,0.99538562953197096,0.98493150684931507,0.95723449750534573,0.94315789473684208,0.95714285714285718,0.959727385377943,0.93376318874560371,0.95990424895272297,0.82884310618066559,0.87430590610802628,0.91921182266009849,0.93192064923354379,0.73704832390074004,0.75860621326616284,0.68199784405317998,0.58945027009850648,0.57824773413897279,0.68502072232089994,0.53402119353039601,0.53430463576158937,0.64196525515743752,0.58069292271246664,0.54184685830577461,0.51385876114726436,0.57255877034358049,0.54642381163927145,0.58241758241758246,0.57382847038019447,0.56203751505764932,0.62516756032171583,0.56301795580110492,0.65040106951871657,0.62929475587703432,0.60237293570626904,0.60443239795918369,0.59697894905993898,0.57822674903990645,0.58138368983957223]
[null,"Eritrea",0,0,0,0,0,0,0,0,0,0,0,0,0,0,0,0,0,0,0,0,0,0,0,0,0,0,0,0,0,0,0,0,0,0,0,0,0,0,0,0,0,0,0,0,0,0,0,0,0,0,0,0,0,0,0,0,0]
[null,"Estonia",0,0,0,0,0,0,0,0,0,0,0,0,0,0,0,0,0,0,0,0,0,0,0,0,0,0,0,0,0,0,0,0,8.452370890034655E-5,1.0968520346605243E-4,3.2779720279720281E-4,9.2028068560911082E-4,7.6897726024387561E-4,1.1933174224343676E-3,1.8777138833470249E-3,1.9351717464925011E-3,2.1144132503230352E-3,2.1218908405045383E-3,3.4009616512255189E-3,4.2327000689044193E-3,5.046583850931677E-3,5.5854973052425283E-3,5.5487053020961772E-3,4.4298605414273993E-3,6.0485776391645402E-3,3.9412233739605874E-2,5.9163838321505707E-2,6.2902350112464131E-2,8.7156346619871317E-2,5.2052730696798492E-2,6.3072473083721672E-2,7.5687632236968644E-2,7.5558475689881735E-2]
[null,"Ethiopia",0,0,0,0,0,0,0,0,0,0,0,0.51264755480607083,0.51063829787234039,0.56345177664974622,0.59284497444633732,0.60380622837370246,0.63020833333333337,0.69060773480662985,0.71604938271604934,0.70127795527156545,0.7024673439767779,0.70319001386962554,0.72681704260651625,0.73255813953488369,0.75824175824175821,0.76013513513513509,0.78360655737704921,0.80829596412556048,0.81185860889395667,0.82025028441410697,0.88352745424292845,0.89495450785773367,0.92747784045124904,0.91323210412147504,0.93314955203308059,0.93516699410609039,0.94198378041172803,0.97026022304832715,0.97096188747731393,0.98844282238442827,0.98626045400238949,0.99055666003976139,0.98972602739726023,0.99303135888501737,0.99291059472233167,0.99578207381370831,0.99694096053839099,0.95432760078939949,0.87635689700820762,0.8887775551102205,0.99377510040160644,0.98958333333333337,0.97312961011591148,0.95817053550907838,0.94724119810825014,0.92689470154258891,0.92695528238018887]
[null,"Finland",0.61231841952353283,0.76628462273161413,0.84108126721763088,0.7080761099365751,0.65354762838102709,0.67198275862068968,0.65388007054673725,0.69385441527446301,0.58814623752383088,0.43770959507482859,0.42099040516574965,0.49015266823486003,0.44295215618965889,0.40284269404643325,0.45713148275487675,0.46433074777425393,0.32250897282515811,0.36618526799202367,0.27264077017799171,0.27699207501974876,0.25071784425847304,0.33374074164609252,0.31786278081360048,0.32180012797118279,0.29249011857707508,0.2480690321023413,0.25147160313400724,0.25832365828995169,0.24798619102416572,0.24209822175149118,0.29451790278978246,0.31379988273031423,0.34745777392810739,0.31817809721835655,0.27810028797367098,0.30503630826891542,0.25584881726320036,0.29104024517173588,0.34751378853307108,0.30440416372719814,0.33295701383331427,0.28830921246945734,0.2636782069241545,0.22496027322533976,0.29715184343875589,0.33004165367940835,0.27100544270580229,0.2970152009354422,0.35535695836346731,0.29718741761367579,0.29620447727892507,0.32229493476279236,0.39851727712999391,0.3487236341692746,0.36943049314183335,0.41093633832383342,0.3973993483825925]
[null,"Macedonia, FYR",0,0,0,0,0,0,0,0,0,0,0,0,0,0,0,0,0,0,0,0,0,0,0,0,0,0,0,0,0,0,8.5272664119485933E-2,0.14696707105719237,0.13981863149216817,0.10077220077220077,0.1170230678565415,0.13062622309197652,0.12799277217286553,0.13366998366255756,0.1536606129398411,0.20238962552819467,0.17178094259286447,9.8396730587865452E-2,0.12428172713840092,0.20391807658058772,0.22228888555572221,0.21492365312590031,0.23551241792749072,0.15543244075100029,0.133100934875614,0.18599882835383713,0.33484848484848484,0.21201361148098832,0.16624081763015011,0.25992779783393499,0.22459992556754746,0.3338646829613886,0.34340024871202701]
[null,"France",0.54473147790404886,0.48467778278503831,0.41605663538104964,0.4770214610882289,0.35648818626507733,0.44172524925083395,0.47455623437683303,0.3933234091336858,0.41647198156981086,0.39278440500436429,0.39092915230687497,0.31801294843085293,0.28998662390990709,0.26568150437241106,0.30506778273132562,0.32814877977700302,0.23873854180329063,0.36554526015680683,0.30521568020517809,0.27908379042620879,0.27295692322042064,0.26464463229691976,0.25622692733096802,0.23778181805870144,0.20624323964134844,0.183252859403189,0.1758007393787111,0.18973440795660421,0.1984588654953976,0.11892182567020375,0.13369878643045646,0.13220197868967168,0.15453978274432567,0.1423792834725138,0.17056930886043409,0.15359903583258178,0.13447050043208422,0.13261939218523877,0.12763717655037002,0.14459257497069472,0.12957973332536099,0.14231404746491297,0.1154814587359789,0.11159334856625877,0.11136959082836595,9.6903065422524109E-2,0.10562122539868746,0.10958797262250648,0.11964547406597809,0.11596244573559462,0.11981157813059144,8.9783912086027956E-2,0.11448209798658197,0.13382217181441722,0.12294643033041584,0.10771252604507522,0.12275954133399113]
[null,"Gabon",0,0,0,0,0,0,0,0,0,0,0,0,3.7313432835820892E-2,3.0303030303030304E-2,0.51813471502590669,0.56521739130434778,0.49390243902439024,0.67945823927765236,0.67889908256880738,0.59615384615384615,0.49056603773584906,0.69243697478991595,0.73013493253373318,0.7503429355281207,0.76729559748427678,0.7746806039488966,0.78040540540540537,0.77988826815642454,0.77912087912087913,0.77054794520547942,0.7239263803680982,0.7258883248730964,0.7250755287009063,0.71871871871871873,0.70825515947467166,0.70237050043898153,0.64003294892915985,0.64968152866242035,0.60982874162323153,0.63102409638554213,0.61596958174904948,0.62899786780383793,0.62753036437246967,0.59153094462540712,0.58506493506493507,0.52096569250317659,0.57237237237237237,0.46655132641291813,0.49533735600658257,0.52019650655021832,0.47338501291989665,0.41625857002938293,0.42401847575057738,0.45026178010471202,0.40270135067533769,0.43656015037593987,0.41267123287671231]
[null,"Georgia",0,0,0,0,0,0,0,0,0,0,0,0,0,0,0,0,0,0,0,0,0,0,0,0,0,0,0,0,0,0,0.55209851355290007,0.57135160098522164,0.58310919849381393,0.63146819703491153,0.61429608127721336,0.63809173411822417,0.83484068456936134,0.84419935781097311,0.83066093077825576,0.8384745542105948,0.78933189655172409,0.79890442554418339,0.93247898580680721,0.91145251396648042,0.87362796071634896,0.85812577404706203,0.72938108961163717,0.81829092654824775,0.84727315745889031,0.86609020799252157,0.92522718293164752,0.77398469688051796,0.74502320783909226,0.8222487324783776,0.80368334779674089,0.78039324286901135,0.80603075859685502]
[null,"Germany",0.10192345154104804,9.4368148177464681E-2,8.309111174246564E-2,7.4999665000602997E-2,6.7719924674117735E-2,8.3192860684184439E-2,8.9459653730126834E-2,8.3462343552396318E-2,7.7272794732389766E-2,5.8395265681983138E-2,6.5002866201812989E-2,4.9573871883489329E-2,4.630494302953906E-2,4.8470423558575886E-2,4.784375376059688E-2,4.7309586471063397E-2,3.5828609259580042E-2,4.4111882793924702E-2,4.3803881475264192E-2,4.2130319757556572E-2,4.7006475961744648E-2,4.8828722123757579E-2,4.7813650239580952E-2,4.4403431136091943E-2,4.1966643681952492E-2,3.8810127554940836E-2,4.0560507308173621E-2,4.268126009723508E-2,4.1002798345485085E-2,3.7196109774541304E-2,3.4732036884871725E-2,3.128440949114078E-2,3.6426868938224229E-2,3.797797839946257E-2,4.1884597442903244E-2,4.5443625730555125E-2,4.4418739365633356E-2,3.6513865597588367E-2,3.6703326544467077E-2,4.1913328326199678E-2,4.5539765827440577E-2,4.6955932949065624E-2,4.8857813504160123E-2,4.400905893443207E-2,5.0020863845002088E-2,5.52029879831114E-2,6.1175979719691749E-2,7.1855229041304286E-2,7.6066395535798734E-2,8.411840682344407E-2,8.8235716577053633E-2,9.1054760320670322E-2,0.10647119371254317,0.11003799698236023,0.11110432229579154,0.10832694974936308,0.1113326319944183]
[null,"Ghana",0,0,0,0,0,0,0,0,0,0,0,0.98811141304347827,0.98927613941018766,0.99028132992327367,0.99245558530055977,0.99022066198595793,0.9888651978204217,0.9885264341957255,0.98621786376888421,0.98868488471391969,0.99228888470942256,0.99348958333333337,0.99436506339303687,0.99066874027993779,0.98198689956331875,0.98972829688535457,0.99318491594729663,1,1,1,1,1,1,0.99651512751465232,0.99541734860883802,0.9968933943754088,0.99969820431567824,0.99491722335172816,0.7753036437246964,0.83586675291073742,0.91499376990170289,0.84094668532892225,0.69242403409872133,0.6606596395783747,0.87448253022023514,0.82925751325869179,0.66654804270462631,0.53410719403840645,0.74423354156655452,0.76769368162536278,0.68810858660371788,0.67508928571428573,0.67124085163007319,0.63965503845855021,0.64699529429915914,0.5086589504829867,0.42701374491284649]
[null,"Gibraltar",0,0,0,0,0,0,0,0,0,0,0,0,0,0,0,0,0,0,0,0,0,0,0,0,0,0,0,0,0,0,0,0,0,0,0,0,0,0,0,0,0,0,0,0,0,0,0,0,0,0,0,0,0,0,0,0,0]
[null,"Greece",0.20305676855895197,0.21883239171374766,0.21950390757730207,0.25427799459621736,0.19824341279799249,0.17326411421155094,0.28756648936170215,0.23830031581969566,0.17768541369008961,0.23294037633189754,0.26843177189409367,0.22937208095485209,0.20402408353021873,0.15003037052034826,0.1562583222370173,0.125,0.10530740346354313,0.10123781933105083,0.14194774346793348,0.16134286489910415,0.1503112170573434,0.1456418586756722,0.15301650051564111,9.7569111453946547E-2,0.11538461538461539,0.10111751982696467,0.11502631204665055,9.2401781559529356E-2,7.1346722151860567E-2,5.5539315989476763E-2,5.0869877785765634E-2,8.6702291357748373E-2,5.9207521826729351E-2,5.9863125049164856E-2,6.4386716525098434E-2,8.5474224557495343E-2,0.10252057249298531,8.9670146909359691E-2,8.0489389346037249E-2,9.2985119951412093E-2,6.9124941506785206E-2,4.0997814454744139E-2,5.4240430067661508E-2,8.412054226750712E-2,8.1546596840834512E-2,8.6475844313190969E-2,9.9353595107928017E-2,4.4250609940839722E-2,5.5680951169888096E-2,9.1531083248764203E-2,0.13335192706608329,7.1283715270736153E-2,7.5809185302200058E-2,0.11489302097559267,9.32800985241245E-2,0.12212959746825673,0.10689870626286387]
[null,"Guatemala",0,0,0,0,0,0,0,0,0,0,0,0.40392706872370265,0.30476190476190479,0.30396475770925108,0.38101265822784808,0.30948121645796062,0.28850325379609543,0.20409511228533686,0.21518193224592222,0.19322235434007135,0.14651639344262296,0.22073383808969133,0.3122653316645807,0.51392757660167132,0.37876802096985585,0.38766788766788768,0.95733678086619267,0.86202898550724638,0.87445652173913047,0.90705433746425168,0.91628545288197616,0.89588801399825024,0.62751212751212748,0.66272600834492346,0.65266558966074317,0.66439909297052158,0.68644319193117764,0.68222414289830025,0.55722621184919208,0.57013312753231715,0.51719576719576721,0.47976779921461499,0.41738006784041348,0.49214214922837324,0.44779612534130803,0.47484159522922104,0.51959343619887333,0.47624486066697119,0.55414085799495294,0.491102022769979,0.63847970313729896,0.64401611673744963,0.66451282051282057,0.67251908396946569,0.67129462675802376,0.55766760852812736,0.565140562248996]
[null,"Haiti",0,0,0,0,0,0,0,0,0,0,0,0.47560975609756095,0.85849056603773588,0.78688524590163933,0.91390728476821192,0.92929292929292928,0.91919191919191923,0.79425837320574166,0.82448979591836735,0.73571428571428577,0.73885350318471332,0.70161290322580649,0.6512820512820513,0.5085158150851582,0.50236966824644547,0.52380952380952384,0.76297968397291194,0.68016194331983804,0.76261682242990658,0.73391304347826092,0.79396984924623115,0.74572649572649574,0.75886524822695034,0.75274725274725274,0.8291814946619217,0.51111111111111107,0.44958677685950416,0.33057851239669422,0.46153846153846156,0.58022922636103147,0.51736745886654478,0.47643097643097643,0.47531992687385738,0.47663551401869159,0.47531992687385738,0.4766187050359712,0.47543859649122805,0.32905982905982906,0.37242798353909468,0.28710124826629679,0.30153321976149916,0.17612809315866085,0.2009090909090909,0.13364928909952606,8.7124878993223617E-2,7.9961464354527945E-2,6.5498154981549817E-2]
[null,"Honduras",0,0,0,0,0,0,0,0,0,0,0,0.61892583120204603,0.71867612293144212,0.73868312757201648,0.77071290944123316,0.7407407407407407,0.70588235294117652,0.6816860465116279,0.85243741765480896,0.87074030552291426,0.86313465783664456,0.83097165991902833,0.8080229226361032,0.73151408450704225,0.73199329983249584,0.93548387096774188,0.96945010183299385,0.97217584863661655,0.97236438075742071,0.97601566324033284,0.98275118585597243,0.98550724637681164,0.93555271020059749,0.88134270101483214,0.77815845824411134,0.61326979472140764,0.66481904140854253,0.66485969387755106,0.56310395314787698,0.63740245261984396,0.61973756150902137,0.4970655779535596,0.40545103714423542,0.40008697542944116,0.31130928252938794,0.34943722943722944,0.38328436173685931,0.39464012251148545,0.4027941176470588,0.46208112874779539,0.49019890458345344,0.41595208928814481,0.41284901057197071,0.40218695826110146,0.3346034770183377,0.30184049079754599,0.34270750313104864]
[null,"Hong Kong (China)",0,0,0,0,0,0,0,0,0,0,0,0,0,0,0,0,0,0,0,0,0,0,0,0,0,0,0,0,0,0,0,0,0,0,0,0,0,0,0,0,0,0,0,0,0,0,0,0,0,0,2.396644697423607E-3,1.9944768333844736E-3,2.2912161466378334E-3,2.3494560498493284E-3,2.5808714826229674E-3,2.655937730093615E-3,2.6399707250771079E-3]
[null,"Hungary",0,0,0,0,0,6.7102084638096093E-3,8.4309923277969823E-3,6.5652522017614094E-3,6.7654884074496392E-3,6.7524344303077685E-3,6.0514372163388806E-3,6.4025610244097643E-3,6.7389572995160208E-3,5.7246500028339852E-3,4.2665262048986038E-3,7.9620945681906988E-3,7.4829931972789114E-3,6.3669771814374842E-3,5.4026543475707628E-3,5.954565846894245E-3,4.6909029988272746E-3,6.9135802469135806E-3,6.4177598385469223E-3,6.0100814269096548E-3,7.9078432118009356E-3,6.9040155247051798E-3,6.3426453819840365E-3,6.4539984537295373E-3,6.5337119009338763E-3,5.4764882864000537E-3,6.8575045716697145E-3,7.2756399559456659E-3,6.4383777812845192E-3,6.2281634513139906E-3,6.1465015664627781E-3,6.4377682403433476E-3,7.3240239384440011E-3,7.5995140831143886E-3,5.78112395805324E-3,6.5024318037640097E-3,6.9051746185104148E-3,7.0300700260881501E-3,6.5270901900047014E-3,9.723239127251428E-3,2.7589889640441439E-2,5.201924152589775E-2,4.0436152709222233E-2,4.4369369369369367E-2,5.3741411617738911E-2,7.1376851954996101E-2,6.6495410880094197E-2,5.7775063161109412E-2,5.3933881911361337E-2,6.7505116524724365E-2,8.2573489384866625E-2,7.8933491529892555E-2,7.3134749992152928E-2]
[null,"Iceland",0.95462794918330307,0.96019900497512434,0.95974235104669892,0.96341463414634143,0.96328928046989726,0.94985250737463123,0.92920353982300885,0.94759206798866857,0.94787379972565156,0.94852135815991234,0.97043010752688175,0.96977174583590375,0.97324414715719065,0.96250000000000002,0.96914623837700764,0.96857511838140331,0.97672519395671697,0.97340425531914898,0.98042113040265977,0.98104906937394243,0.98523869346733672,0.98937784522003036,0.996972199284338,0.99817136886102409,0.99899421674629119,0.99897435897435893,0.99878463782207094,0.99881235154394299,0.99843680214381425,0.99867754022481814,0.99866962305986695,0.99844236760124616,0.99868015838099433,0.99894224666807696,0.9989539748953975,0.99819313390885367,0.99902400936951008,0.99928392409595412,0.99920394841585736,0.99930439621591538,0.99934929724102028,0.9995020540271381,0.99928707224334601,0.99929411764705878,0.99953612431868255,0.99942436104075527,0.99959718026183286,0.99974951991316685,0.9998785449687253,0.99988119282404653,0.99988275983351893,0.99988379524722559,0.99982905008832412,0.99955840141311547,0.99939303647299016,0.99920208521729881,0.99935309973045827]
[null,"India",0,0,0,0,0,0,0,0,0,0,0,0.42224029886719694,0.38577060525270862,0.39808505961866036,0.3636245076814732,0.3876707864907013,0.36441980860743606,0.384309801067443,0.4283340446203997,0.40322280426516338,0.38665714356900233,0.37469205773445174,0.34197989850298977,0.32888216130836817,0.31397303948662159,0.27427640983201318,0.26405224272077893,0.21390263468628035,0.23691879502292076,0.22857941710997801,0.24478362461227335,0.22795186308166487,0.20726553394171082,0.19531377738364117,0.21167924301392227,0.17135438795260349,0.15558730653159711,0.15795319435218055,0.16476989623841937,0.14981219194898951,0.132949965595203,0.12825691848119,0.11614540165306583,0.12917366406642525,0.13825620512550604,0.15750723811440134,0.16278315395510892,0.16424710162173189,0.15016414275124432,0.13614206735380804,0.14113499989290337,0.14801396586846166,0.12964393979140229,0.14283856482677845,0.12952821004156945,0.11759216766100658,0.12205021237658741]
[null,"Indonesia",0,0,0,0,0,0,0,0,0,0,0,0.44020501138952162,0.33049574361542311,0.43459915611814348,0.41581147852527556,0.39899665551839464,0.42823529411764705,0.35873425896028416,0.28193114687309023,0.23125302370585391,0.17928552386030391,0.18926455210874868,0.13204691638289823,0.16721717588769611,0.17141388929672588,0.22797559937579798,0.26974932075665148,0.22528835690968443,0.24971231300345226,0.27763746572376968,0.20917133498637769,0.20557043385109802,0.2383831570833233,0.19775330396475771,0.15656762334981891,0.16463095298430558,0.15530683361880573,0.10339421389041499,0.15765396345370206,0.14123261362975034,0.15956067506027324,0.17474865190510991,0.14953288300359463,0.13638536300387699,0.13606517813303595,0.13605532859192812,0.12258777203318505,0.12903883898108351,0.13315832473916131,0.13230510161123657,0.15851079496922035,0.11989619282836378,0.1123281507773834,0.12267845569854643,0.11472028647158981,0.10647309217724289,0.12799813364546503]
[null,"Iran",0,0,0,0,0,0,0,0,0,0,0,0.33053670573719923,0.36930807076311106,0.23501199040767387,0.24426990360585504,0.21942675159235669,0.22962278320143262,0.2219237252423093,0.31485866881644581,0.24734127527500113,0.2511170688114388,0.2501003774190958,0.22172926124638878,0.18791844648429215,0.15712958408482264,0.14150943396226415,0.18082316999831613,0.1816135246877503,0.15359243697478991,0.14269995446957048,0.10292375892524788,0.11003337179927018,0.13876754615877454,0.12890399454096899,9.0927965998192431E-2,8.5760346430378553E-2,8.134966489484631E-2,7.0874034674985931E-2,6.8042990798731925E-2,4.4098458151734909E-2,3.0185446067406474E-2,3.8994155101037639E-2,5.7307504199715059E-2,7.2122070731358609E-2,6.3665991684539708E-2,9.040474372220475E-2,9.4798683841770384E-2,8.8177620032747345E-2,2.3320747680977021E-2,3.2682838686362202E-2,4.0934241647671905E-2,5.0322430140136307E-2,4.9041199326715849E-2,5.5644466799271437E-2,5.0650197189458464E-2,5.025781002234235E-2,5.6884611925532874E-2]
[null,"Iraq",0,0,0,0,0,0,0,0,0,0,0,7.1428571428571425E-2,6.8965517241379309E-2,8.2409775504404661E-2,0.10376134889753567,0.10260405074560427,8.761213972132087E-2,8.8937774984286608E-2,9.0363752393107843E-2,0.10177514792899409,6.0616709127646488E-2,5.640835953393749E-2,4.3911007025761124E-2,3.7071362372567189E-2,3.1347962382445138E-2,2.9085014065703525E-2,2.6921523758244716E-2,0.11550422034651266,0.11087420042643924,0.10896898575020955,0.10833333333333334,4.3248438250840938E-2,2.766798418972332E-2,2.2813688212927757E-2,0.02,1.9164173082742157E-2,1.8974068772677342E-2,1.9150268631134844E-2,1.9163031184359348E-2,1.9168013179989229E-2,1.915360501567398E-2,1.9162196521038108E-2,1.5267400998139563E-2,1.5278757939308399E-2,1.526552097847964E-2,0.19736842105263158,0.18023238624604559,0.17257875259499955,9.4475168076339183E-2,8.5264353845747348E-2,9.7468716774351843E-2,6.3020611097712564E-2,9.5440914424790302E-2,8.1424805723871146E-2,4.3250501711722344E-2,3.7066154204518982E-2,4.2121704360864674E-2]
[null,"Ireland",0.41202475685234308,0.30085609457806767,0.2427255985267035,0.22508591065292097,0.23174697014484186,0.25494445949607153,0.21273408239700375,0.18246336996336995,0.15854410857495374,0.11073124406457739,0.13849076152650666,7.3921319796954321E-2,9.8998403251560466E-2,8.7642896026129555E-2,0.10300091731096842,6.9272703097992286E-2,7.1497351949927776E-2,8.3028489081033149E-2,7.2361600663487458E-2,7.7631578947368426E-2,7.9310997539276923E-2,8.1869123373539743E-2,7.6163342830009501E-2,7.2700296735905043E-2,6.1231755072979711E-2,7.0947960139681451E-2,7.4672950353457376E-2,5.392350938316573E-2,6.7623109732454445E-2,5.1130486182946654E-2,4.8984468339307051E-2,4.9966510381781647E-2,5.1774397972116602E-2,4.7371354263421886E-2,5.4670786783931544E-2,4.0502158600318111E-2,3.9587737843551796E-2,3.8549443851897E-2,4.7945205479452052E-2,4.3050769584194806E-2,3.9749926076120476E-2,2.8134134459240012E-2,4.0011270780501547E-2,2.7512972125015085E-2,2.9307951616101526E-2,2.9696402091625693E-2,3.1457442100604811E-2,3.0021187201493878E-2,3.9387454861575501E-2,4.1241907214651069E-2,3.2403463940942644E-2,3.8358181483526599E-2,4.5869869574828678E-2,4.2424242424242427E-2,4.839584624922505E-2,4.5659987899925265E-2,4.5210117506472816E-2]
[null,"Israel",0,0,0,0,0,0,0,0,0,0,0,0,0,0,0,0,0,0,0,0,0,1.541188256145488E-4,1.4661681694890403E-4,6.9662138627655875E-5,1.3637913399249915E-4,1.2960082944530845E-4,3.7420481476861667E-4,5.6570685070996213E-4,5.1674245556014879E-4,1.4667774898547889E-4,1.435544071202986E-4,2.7888816584549595E-4,1.1533566656061088E-3,9.9942340957140103E-4,8.0917534477905999E-4,8.2169268693508624E-4,7.3775783099197685E-4,7.1225071225071229E-4,6.5867474641022263E-4,8.4151472650771393E-4,7.2665900939968594E-4,2.2752610862096425E-4,4.6153846153846153E-4,6.5899959609702174E-4,5.9222910806066122E-4,5.7610797909551047E-4,2.9668895130345347E-4,2.6026174895895298E-4,4.034946142240623E-4,1.199825479930192E-3,1.5702070283831987E-3,1.7091439199718493E-3,1.7300763455708459E-3,1.1578226411402108E-3,1.2332889349316758E-3,1.4324416902811946E-3,1.7021022455805065E-3]
[null,"Italy",0.85672441507412034,0.73021636408853519,0.64012763518641858,0.68062399684622532,0.5456153916724551,0.54858706443567329,0.52656837300877035,0.47614840989399293,0.44853746209221884,0.41033828412947487,0.38285434693036668,0.34932214331826983,0.33724438735118828,0.2874454542927819,0.28531291990716234,0.30873657204790844,0.2657139501678174,0.33262406188241855,0.28478676517308904,0.27805741931519168,0.26817968758516192,0.25986007577366249,0.24739586197793495,0.24894924740018545,0.25536640762430696,0.24311199152751636,0.23705762460626273,0.2189195731547415,0.22258707459265534,0.17987108611158054,0.16373207223184,0.20842851191811362,0.20548978748630248,0.20572936813124304,0.21081577336714175,0.1745673311875432,0.19288381690740941,0.18689052587172039,0.18225148331395005,0.19631251084839252,0.18632960535820792,0.19548059170117765,0.16895349004799445,0.15853121790706934,0.17579122108886086,0.15518124242015902,0.15479490787835848,0.14159599249891311,0.16939210977045038,0.21515251356928572,0.2206792447778079,0.2072556611053458,0.20166297788750681,0.26232594326679609,0.29913776985142893,0.25259090360204856,0.23695661988657477]
[null,"Jamaica",0,0,0,0,0,0,0,0,0,0,0,0.13663484486873509,0.13359722909450766,0.13900320073159581,0.1375383267630311,0.20405654578979718,0.22404692082111438,0.23719055843408174,0.25097601784718349,0.23327412670219064,0.23985680190930789,0.23931116389548693,0.22030456852791877,0.25952260030472318,0.12522796352583587,0.12224938875305623,0.11614401858304298,0.10566037735849057,0.10376843255051885,0.12201885745978924,7.5671277461350689E-2,6.7357512953367879E-2,4.4761190297574395E-2,5.2492745977314695E-2,5.5078534031413613E-2,5.1638359924515355E-2,5.879430274925472E-2,5.9312549960031977E-2,4.9228395061728394E-2,4.8267513996065971E-2,4.8440811383590673E-2,3.4555288461538464E-2,2.2497836746466687E-2,2.5188916876574308E-2,2.8405154496328112E-2,3.0180544327674481E-2,3.2115616218386191E-2,4.1027351567711805E-2,4.9822904368358914E-2,6.0254661209640743E-2,6.458333333333334E-2,6.6422354557947774E-2,7.8039019509754878E-2,6.6949787659255564E-2,6.8137730358874882E-2,7.2295002426006796E-2,7.8486997635933808E-2]
[null,"Japan",0.50649350649350644,0.51476154428463283,0.44444444444444442,0.43114333937613303,0.3833974466187211,0.39667309798195755,0.36932743774726551,0.28123076923076923,0.27008641294355579,0.23954856143697345,0.2125140924464487,0.21990075737790546,0.19990603711533944,0.14406719568874937,0.18114736878960822,0.17649097741500511,0.16526887998232714,0.13840576835527446,0.12665928013596953,0.1394796186831585,0.15578545091881488,0.15249639826565289,0.15810573098283434,0.15511920728134482,0.13011553425070607,0.14330203121415538,0.14099007009345793,0.125658650427553,0.14205591236875698,0.13706697241348897,0.11473295366734799,0.12035981163466147,0.10337467067174573,0.11671683983545722,8.0306013118126782E-2,9.5152326427923054E-2,9.0705092949070504E-2,9.855586595729493E-2,0.10058491113586096,9.4139651472956568E-2,9.2528035934392516E-2,9.0916954352188592E-2,8.8683566593594915E-2,0.1024337722518766,9.8894481286845609E-2,8.2954990854455193E-2,9.3194791577215635E-2,7.8196928125909781E-2,8.3899253233948395E-2,8.7252096170659876E-2,9.0471728421503528E-2,9.6773918932723926E-2,8.9692911125992536E-2,9.2169588671611596E-2,9.8393109213101029E-2,0.10389703795195974,9.3419345024458186E-2]
[null,"Jordan",0,0,0,0,0,0,0,0,0,0,0,0,0,0,0,0,0,0,0,0,0,0,0,0,0,0,1.0152284263959391E-3,5.4503729202524387E-3,8.2745939319644503E-3,4.9519370812700263E-3,3.0236393622869707E-3,1.8796992481203006E-3,3.3921302578018998E-3,4.6208779668136949E-3,2.7580772261623326E-3,3.205128205128205E-3,3.6315615714757345E-3,2.7139208173690933E-3,1.927353595255745E-3,1.977121875441322E-3,5.2881355932203394E-3,6.3584580739170747E-3,7.1323167732415147E-3,5.8794095571678756E-3,6.5796810527489688E-3,6.4222084110213381E-3,5.12589928057554E-3,5.4611183755095766E-3,5.1307992484463071E-3,4.6244394618834084E-3,4.7370914258645196E-3,4.3012220932614189E-3,4.0371173776813686E-3,3.5335689045936395E-3,3.5126234906695938E-3,3.1029767539707586E-3,2.331356748264153E-3]
[null,"Kazakhstan",0,0,0,0,0,0,0,0,0,0,0,0,0,0,0,0,0,0,0,0,0,0,0,0,0,0,0,0,0,0,8.4299431213449461E-2,8.3736509117975436E-2,8.3021970713776136E-2,9.850989101802593E-2,0.13824419778002017,0.12497562292794888,0.12417426064568583,0.12498076923076923,0.12495676060636891,0.12910017263884796,0.14673447120255631,0.14212849781029602,0.15237736107778274,0.13504838255096607,0.12035252819478677,0.11578993912774331,0.10840531978732015,0.1066738034935638,9.2870392271589872E-2,8.739677296404523E-2,9.7064588727827111E-2,9.1042431801907936E-2,8.2280185741836084E-2,7.4995634712764103E-2,7.8644306544333201E-2,8.7059022429274519E-2,0.1089874046911195]
[null,"Kenya",0,0,0,0,0,0,0,0,0,0,0,0.60439560439560436,0.60262529832935563,0.57269700332963369,0.67107942973523427,0.70377184912603497,0.55043002345582481,0.70597738287560585,0.79563492063492058,0.84732824427480913,0.73619631901840488,0.8242105263157895,0.84100204498977504,0.92042697719553612,0.89346590909090906,0.94018932874354566,0.8956906967378172,0.86459802538787023,0.95743243243243248,0.96479328165374678,0.92859350850077282,0.95340710541642404,0.95713035870516183,0.96377212389380529,0.9426386233269598,0.89831337081398188,0.90502923976608185,0.83433533734134935,0.81983542659159814,0.66380672838112442,0.46979530703944083,0.66592822330527246,0.78016777801677784,0.83614119534697151,0.74986030918234303,0.71662360034453054,0.70340872889455242,0.71600555641302666,0.63130699088145892,0.55055350553505533,0.68826075196104952,0.66679561573178592,0.74580629362066853,0.69073907165389814,0.81038764712234101,0.86904268545379193,0.78630024610336346]
[null,"South Korea",0,0,0,0,0,0,0,0,0,0,0,0.1252371916508539,0.1154658332629445,8.661045531197302E-2,0.11321651321651321,8.3648111332007946E-2,7.7388934550330926E-2,5.2394027156128932E-2,5.7378609965090449E-2,6.5393258426966291E-2,5.3277477912940734E-2,6.7376327505160788E-2,4.6495988126710262E-2,5.5742067553735924E-2,4.4584448409158491E-2,6.3078593962797594E-2,6.2900070428046018E-2,7.351565509271997E-2,4.2320381666706229E-2,4.8967394204600029E-2,6.0367653339154038E-2,3.0780098008917928E-2,2.489469791968104E-2,2.9552207501660432E-2,1.4502608738656313E-2,1.6617073076477182E-2,1.3953258804076898E-2,1.3015838713453453E-2,2.0072291721625963E-2,1.8022377289937011E-2,1.4172033023020456E-2,1.3712367008801922E-2,1.0345538562297607E-2,1.4831391266087981E-2,1.2476405573194549E-2,1.0072858711849724E-2,9.317125313843936E-3,9.6523872694615001E-3,8.2331687450443308E-3,7.6072228765752441E-3,9.2547481669679778E-3,1.0958498460733809E-2,9.5548419298030832E-3,1.1208590588055945E-2,8.8849644418227177E-3,9.6986232508328059E-3,1.6245060986084865E-2]
[null,"Kosovo",0,0,0,0,0,0,0,0,0,0,0,0,0,0,0,0,0,0,0,0,0,0,0,0,0,0,0,0,0,0,0,0,0,0,0,0,0,0,0,0,1.758539059857964E-2,1.3903743315508022E-2,1.3997308209959623E-2,1.4325068870523415E-2,2.7682508574228319E-2,2.512337371018394E-2,2.277852954442941E-2,1.9441571871768357E-2,1.4722975590856257E-2,2.4115755627009645E-2,3.018575851393189E-2,1.8100327529736251E-2,1.6153457849570924E-2,2.1915708812260536E-2,2.7777777777777776E-2,2.2879555482922045E-2,4.0963049657247952E-2]
[null,"Kuwait",0,0,0,0,0,0,0,0,0,0,0,0,0,0,0,0,0,0,0,0,0,0,0,0,0,0,0,0,0,0,0,0,0,0,0,0,0,0,0,0,0,0,0,0,0,0,0,0,0,0,0,0,0,0,0,0,0]
[null,"Kyrgyzstan",0,0,0,0,0,0,0,0,0,0,0,0,0,0,0,0,0,0,0,0,0,0,0,0,0,0,0,0,0,0,0.63475718281210269,0.63974049103167541,0.66719849155123645,0.79324194534183179,0.89585084434935436,0.77829891494574732,0.77913408353995806,0.76541827091354564,0.79831393014853469,0.85900247612309866,0.8589511754068716,0.85907660788761253,0.85908404630095625,0.85906854004707223,0.85879400303810849,0.85877375595997585,0.85877573504096949,0.85879973027646661,0.85876664687420479,0.92186231164847066,0.9180165289256198,0.93277477239741391,0.93479694092827004,0.93476554136035972,0.912572055997804,0.85188027628549501,0.86668677424219576]
[null,"Latvia",0,0,0,0,0,0,0,0,0,0,0,0,0,0,0,0,0,0,0,0,0,0,0,0,0,0,0,0,0,0,0.67629362214199762,0.5802622253720765,0.65753781950965051,0.73292558613659531,0.74436936936936937,0.73812515707464188,0.5950095969289827,0.65534842432312468,0.74452302915301016,0.67080291970802919,0.68157640232108319,0.66261682242990649,0.62238993710691826,0.57610062893081759,0.67114523352527189,0.68630248675091721,0.56021263545287259,0.58163906937748899,0.59783845278725822,0.62955647333453046,0.54111966198883354,0.49327207088939939,0.64780282146910972,0.54984699629569977,0.5179926084419374,0.47514910536779326,0.52186770428015561]
[null,"Lebanon",0,0,0,0,0,0,0,0,0,0,0,0.61018181818181816,0.52233009708737865,0.26689000558347292,0.41518987341772151,0.43243243243243246,0.4,0.37209302325581395,0.34782608695652173,0.34,0.30886627906976744,0.28333333333333333,0.19696969696969696,0.15555555555555556,0.15394736842105264,0.15151515151515152,0.1342925659472422,0.13260869565217392,0.15,0.2,0.33333333333333331,0.18666666666666668,0.1909307875894988,0.15789473684210525,0.1576003086419753,0.13576974057943572,0.11457286432160804,0.10581327069876688,7.7240972153891571E-2,3.3209962988896669E-2,4.6408268733850129E-2,3.3032437258208508E-2,5.8287482806052268E-2,0.10832075021854884,9.0702947845804988E-2,8.4771861577113222E-2,6.0240963855421686E-2,4.8608226007478189E-2,2.8021936744046277E-2,4.5167380727616002E-2,5.3398676171079427E-2,4.9190345249007027E-2,6.7921219479293138E-2,7.2568193515182705E-2,1.0750891265597149E-2,2.5936755468919211E-2,2.0438737292669876E-2]
[null,"Libya",0,0,0,0,0,0,0,0,0,0,0,0,0,0,0,0,0,0,0,0,0,0,0,0,0,0,0,0,0,0,0,0,0,0,0,0,0,0,0,0,0,0,0,0,0,0,0,0,0,0,0,0,0,0,0,0,0]
[null,"Lithuania",0,0,0,0,0,0,0,0,0,0,0,0,0,0,0,0,0,0,0,0,0,0,0,0,0,0,0,0,0,0,1.4574898785425101E-2,1.151108537955931E-2,1.676730644813457E-2,2.8204392134347639E-2,4.6335212711430034E-2,2.7588757396449705E-2,2.0072655624653653E-2,2.057269947178204E-2,2.4310616218737247E-2,3.1706012682405076E-2,3.057279021670713E-2,2.2838044840551457E-2,2.0700821094021049E-2,1.7633312088379011E-2,2.2770904436860067E-2,3.1772459243843219E-2,3.4859650575474042E-2,3.526354862657758E-2,3.5341787348990773E-2,3.5921600764870588E-2,0.13756507809371246,0.15002355157795572,0.14153234709648929,0.2083531086853346,0.21548004314994607,0.18670737435415688,0.2410228509249184]
[null,"Luxembourg",1.3661202185792349E-2,3.7303664921465966E-2,3.0821917808219176E-2,1.4760147601476014E-3,5.0471063257065948E-2,6.6487575554063136E-2,6.4331665475339528E-2,6.8990042674253196E-2,6.8868587491215744E-2,5.9027777777777776E-2,7.0744288872512898E-2,4.1260315078769691E-2,4.7514619883040933E-2,3.3715925394548062E-2,6.6827697262479877E-2,6.7362428842504748E-2,4.1970802919708027E-2,8.2746478873239437E-2,8.2528533801580331E-2,9.7449908925318768E-2,0.12309368191721133,0.17307692307692307,0.20848708487084872,0.23191489361702128,0.20631970260223048,0.20231213872832371,0.19897959183673469,0.2301038062283737,0.21590909090909091,0.16455696202531644,0.13301282051282051,0.13980028530670471,0.12424242424242424,0.12220566318926974,0.17504332755632582,0.21971252566735114,0.17045454545454544,0.24630541871921183,0.36065573770491804,0.28888888888888886,0.34597156398104267,0.16608996539792387,4.4871794871794872E-2,4.0516314091072071E-2,4.3465405085748081E-2,4.2114695340501794E-2,4.7322187588552E-2,5.6232427366447985E-2,7.4101247248716071E-2,5.8375634517766499E-2,5.9133126934984521E-2,5.8867924528301883E-2,7.0003627130939425E-2,0.11519740400216333,0.11758530183727034,0.16853932584269662,0.32567049808429116]
[null,"Malaysia",0,0,0,0,0,0,0,0,0,0,0,0.27562582345191039,0.26756318108045446,0.2321391158600461,0.18952524491333836,0.17363510711817554,0.14638665843113033,0.10226063829787234,0.10850084766287237,0.11911508282476024,0.13891929545228382,0.14333364217548411,0.12637922254286199,0.13583633798401004,0.248726902371599,0.24979925053533192,0.25305312751844278,0.28236036966879052,0.29325134353038446,0.24378340692540088,0.17331421619742787,0.16601385959626394,0.14874313585047239,0.14027461930395232,0.16685421994884911,0.13686155470502837,0.10088299362066283,6.6910837378850438E-2,7.9969033618289928E-2,0.11535572486318274,0.10058479532163743,9.9276911822632374E-2,7.1435305526000345E-2,6.4420344339802982E-2,7.0852170531330513E-2,6.2789544349424839E-2,7.1713236112657244E-2,6.6553181016448582E-2,7.6287563521845375E-2,7.0058532968974935E-2,5.9926594329492093E-2,6.714368594082383E-2,7.3485090898266867E-2,8.4757278746349779E-2,9.5538723392713049E-2,9.7753175729235364E-2,0.13263755904506574]
[null,"Malta",0,0,0,0,0,0,0,0,0,0,0,0,0,0,0,0,0,0,0,0,0,0,0,0,0,0,0,0,0,0,0,0,0,0,0,0,0,0,0,0,0,0,0,0,0,0,0,0,0,0,0,2.294630564479119E-3,3.9232781168265039E-3,2.6654820079964462E-3,3.1180400890868597E-3,5.3722179585571758E-3,9.3457943925233638E-3]
[null,"Mauritius",0,0,0,0,0,0,0,0,0,0,0,0.5067567567567568,0.55487804878048785,0.52406417112299464,0.30769230769230771,0.32589285714285715,0.29629629629629628,0.25974025974025972,0.1873015873015873,0.23943661971830985,0.30985915492957744,0.25138121546961328,0.37741046831955921,0.18059299191374664,0.24736842105263157,0.44132653061224492,0.41685649202733488,0.43942505133470228,0.31272727272727274,0.3463497453310696,0.31153846153846154,0.30105017502917153,0.32688172043010755,0.27704752275025279,0.22805343511450382,0.26843910806174959,0.25923016496465046,0.24517512508934952,0.27633289986996101,0.20757097791798107,0.29640044994375703,0.28728414442700156,0.27589743589743587,0.2723342939481268,0.27344110854503462,0.25,0.2225531914893617,0.22393509127789046,0.23230348064137663,0.2355452076057431,0.24209743399033098,0.20102526547052363,0.205219878441187,0.203601108033241,0.19339462036091248,0.21755088421755089,0.20249835634451019]
[null,"Mexico",0,0,0,0,0,0,0,0,0,0,0,0.46332033892844487,0.44679860302677532,0.44070080862533695,0.41899277766933435,0.35629724068846191,0.37408467300732262,0.3785759390726956,0.29566590629935074,0.30608037368124347,0.26583734058122516,0.34941290648878437,0.30204377373575853,0.26977050942267061,0.28779477740710918,0.29979890094527312,0.24100726830975766,0.21881309974808177,0.23193642933862482,0.24644662503716919,0.24691592496352632,0.22386248736097067,0.25652546965317918,0.25392672086561069,0.19015027424540035,0.23642346697493563,0.24657082522147744,0.19946505227084116,0.17574490960154468,0.20894992428593806,0.19791418500060776,0.17093481877488456,0.1504254860897897,0.12114284746652443,0.14436218079576402,0.15186148152874371,0.15307484038137795,0.13988283723875872,0.17436087852514714,0.12714655990199961,0.16141933751184051,0.14330918807865209,0.12565260978817036,0.11856346232754619,0.15338843633083027,0.12386432757571954,0.11957746610769994]
[null,"Moldova",0,0,0,0,0,0,0,0,0,0,0,0,0,0,0,0,0,0,0,0,0,0,0,0,0,0,0,0,0,0,1.5843659453794463E-2,2.3192450824029771E-2,1.9990737882062366E-2,3.2308089945722408E-2,2.9315617420647474E-2,4.2491803278688525E-2,4.9795918367346939E-2,5.9215625484421018E-2,5.8449612403100773E-2,6.236559139784946E-2,6.7249375668926151E-2,6.2927724920714412E-2,6.5078543069221478E-2,6.3138502763356225E-2,6.4709921043597671E-2,6.2938230383973295E-2,6.1884438608010503E-2,6.3833389773112093E-2,6.4596479574892063E-2,5.7760567925137139E-2,6.6579420906265341E-2,6.0836501901140684E-2,4.6363322992071701E-2,6.9472277889111561E-2,6.1670715754064659E-2,5.302905926777212E-2,4.1359189977690065E-2]
[null,"Mongolia",0,0,0,0,0,0,0,0,0,0,0,0,0,0,0,0,0,0,0,0,0,0,0,0,0,0,0,0,0,0,0,0,0,0,0,0,0,0,0,0,1.3577732518669382E-3,1.325820351342393E-3,1.2853470437017994E-3,1.2746972594008922E-3,1.2110202845897668E-3,1.1699327288680901E-3,1.128668171557562E-3,1.0807889759524452E-3,1.2496875781054736E-3,4.9517207229512255E-3,8.1150011592858798E-3,1.1684303350970017E-2,1.079734219269103E-2,1.2749003984063745E-2,1.2834821428571428E-2,1.0701977144930165E-2,1.0411152285159696E-2]
[null,"Montenegro",0,0,0,0,0,0,0,0,0,0,0,0,0,0,0,0,0,0,0,0,0,0,0,0,0,0,0,0,0,0,0,0,0,0,0,0,0,0,0,0,0,0,0,0,0,0.65153631284916202,0.59281842818428188,0.59888059701492535,0.54420084865629426,0.75036231884057969,0.68373943311785179,0.45331325301204817,0.51933895921237694,0.63472750316856785,0.55215884021430828,0.49650349650349651,0.58675581025151224]
[null,"Morocco",0,0,0,0,0,0,0,0,0,0,0,0.66375545851528384,0.61055853098699309,0.4146086956521739,0.43578878748370276,0.31079840929947994,0.27668422511782642,0.34073889166250626,0.32269826800364632,0.32787564766839378,0.28873642081189249,0.1787709497206704,9.3083807973962568E-2,7.1941370026921928E-2,5.2882531426094496E-2,6.6167460857726346E-2,8.2818134981968064E-2,0.10311211098612673,0.10418521816562779,0.12821365248226951,0.12671375155795597,0.133188484519283,9.9187159172754405E-2,4.4702320887991927E-2,7.3234524847428067E-2,5.0529275554085346E-2,0.15608550007975755,0.15324063856396675,0.13702961135101788,6.397828615742536E-2,5.5819015781699448E-2,5.7889139970756349E-2,5.5792582868395141E-2,8.7827240921703464E-2,9.0821801750917822E-2,5.0751684810782786E-2,5.0241643173580347E-2,4.5986832185756644E-2,4.5184824902723734E-2,0.12144715062662569,0.1465021966880703,8.0220747020715022E-2,5.9667093469910372E-2,9.933302421799764E-2,5.6471643438664273E-2,6.1163567928875041E-2,3.9547488498140798E-2]
[null,"Mozambique",0,0,0,0,0,0,0,0,0,0,0,0.33234421364985162,0.32126696832579188,0.29797191887675506,0.89424364123159306,0.86423841059602646,0.87161198288159769,0.87994350282485878,0.9178082191780822,0.86734693877551017,0.65151515151515149,0.24568965517241378,0.59624413145539901,0.56594724220623505,0.61306532663316582,0.68181818181818177,0.5580645161290323,0.5357142857142857,0.49258160237388726,0.60169491525423724,0.62555066079295152,0.6857749469214437,0.78125,0.87755102040816324,0.92658227848101271,0.92892156862745101,0.94327731092436973,0.97213930348258704,0.99606643356643354,0.99688715953307394,0.99546204620462042,0.99629785443836771,0.99701069855254876,0.9966076831392684,0.99607307495304764,0.99841926985321794,0.99864287168351773,0.99919134112963426,0.999140609506181,0.99923362612745392,0.99885995439817588,0.99881164587046944,0.99861532375049455,0.97656931856327622,0.91162712055458495,0.86410887360016075,0.8332799487508008]
[null,"Myanmar",0,0,0,0,0,0,0,0,0,0,0,0.69030390738060776,0.7155963302752294,0.7015834348355664,0.67139479905437349,0.57975460122699385,0.5851648351648352,0.60201511335012592,0.59211584875301693,0.57462686567164178,0.53530598520511097,0.61648745519713266,0.59729381443298968,0.59283582089552234,0.53492063492063491,0.4733364794714488,0.46414253897550112,0.44137931034482758,0.42003593890386343,0.49719326383319967,0.48143664245359158,0.4632050803137841,0.50667556742323094,0.50369276218611525,0.44908180300500833,0.40049321824907519,0.41850443599493031,0.37930258717660292,0.22928243537086251,0.22375511963785299,0.36967565455255957,0.38856899125613137,0.4165351223362273,0.38248847926267282,0.42931003743982887,0.49817154255319152,0.53942245295262814,0.56555711829973432,0.61476895197825432,0.75473865594485923,0.67678642449953597,0.76185650587758413,0.72363026462914648,0.720421327672083,0.62364907819453275,0.58854101440200379,0.54536295964627524]
[null,"Namibia",0,0,0,0,0,0,0,0,0,0,0,0,0,0,0,0,0,0,0,0,0,0,0,0,0,0,0,0,0,0,0,0.95176385889128867,0.982051282051282,0.82862039417309341,0.76887871853546907,0.96840307429547401,0.95632698768197089,0.95015576323987538,0.97350343473994116,0.96691480562448306,0.99218194740582799,1,0.99580125962211341,0.99859254046446166,0.99129804205946337,0.99759036144578317,0.94146948941469488,0.97842639593908631,0.88740458015267176,0.94563758389261743,0.9555555555555556,0.98181818181818181,0.97808886183810106,0.95567242674680686,0.99132176234979974,0.97786458333333337,0.95636875439831104]
[null,"Nepal",0,0,0,0,0,0,0,0,0,0,0,0.77906976744186052,0.78504672897196259,0.77884615384615385,0.8571428571428571,0.85227272727272729,0.90209790209790208,0.88535031847133761,0.87931034482758619,0.88082901554404147,0.93548387096774188,0.96047430830039526,0.98456790123456794,0.99164345403899723,0.98963730569948183,0.99302325581395345,0.99815157116451014,0.98936170212765961,0.96232876712328763,0.99860335195530725,0.99886104783599083,0.96566523605150212,0.94695259593679459,0.93354769560557338,0.91980198019801984,0.96906354515050164,0.96723996723996719,0.90846877673224979,0.90480000000000005,0.95466847090663054,0.98372513562386976,0.9903588644884842,0.99811587376354216,0.99823555359505955,0.99421009098428448,0.99368337939202522,0.99526928675400295,0.99677650429799425,0.99679943100995727,0.99582664526484754,0.99906483790523692,0.99942726231386025,0.99465090090090091,0.9971566676144441,0.99789307347906242,0.99797687861271678,0.99835061262959468]
[null,"Netherlands",0,0,0,0,0,0,0,0,0,0,0,0,0,0,0,1.4799660879501641E-2,1.4999053958752602E-2,1.4874927083690766E-2,1.9660367556334827E-2,1.7156862745098041E-2,1.5801006079683981E-2,1.6939097310040122E-2,4.3938188088605912E-3,3.8725901089689857E-3,2.7079550160884387E-4,7.0535529890225108E-3,8.2789838887399863E-3,1.0274923632324354E-2,1.2023961730186321E-2,1.2826830937713895E-2,1.0421298354824367E-2,1.1373413637341364E-2,1.0963407846538178E-2,1.2078953848546507E-2,1.2758711357632064E-2,1.3379821848780908E-2,1.6119780387015208E-2,1.7787177975798343E-2,1.8482137957526203E-2,2.1413745387453876E-2,2.3819883745579095E-2,2.6317756211097231E-2,3.1360373407236852E-2,2.7019769051209487E-2,3.3611950915881199E-2,5.3472243072026901E-2,5.3423451681118651E-2,3.906242571197642E-2,4.8646236239214519E-2,5.4621737868432857E-2,5.9922864089880103E-2,6.2450093451383346E-2,7.0737090747158712E-2,5.9654399622552486E-2,4.9565839602390298E-2,4.5634596166076132E-2,4.3448814795519666E-2]
[null,"New Zealand",0.85583261679564349,0.86291600633914423,0.94463625154130704,0.87359212684527066,0.91892164781906305,0.92866407263294426,0.9360540681050169,0.95005511744255067,0.94907183212267954,0.88076106731352333,0.90509904884502612,0.92860834733169662,0.88184863453131213,0.83962009605525878,0.83806033567027827,0.89856059132464505,0.76901565995525722,0.73702533095139944,0.79814614830813535,0.90988135132687253,0.90392104797309258,0.89409559512652292,0.78037645174209047,0.82025440682444417,0.79157403695469952,0.76597893521858318,0.81718924972004481,0.81319322825452423,0.83034459685513551,0.78120415842847124,0.80006198667286532,0.77189452186448826,0.72584665896516087,0.77021152443471919,0.82049295572580416,0.83850036049026677,0.79042031091492337,0.7005578161631949,0.75587578432415181,0.69421159795859,0.71195250592401971,0.6320378045082381,0.68896925858951175,0.65430636765104977,0.71019025893088117,0.62591292134831455,0.62828795569912321,0.6323411102172164,0.61623827757778649,0.68110573472553426,0.69333512617094706,0.71449904968775457,0.66962845131235083,0.69403591923979457,0.73961122910702748,0.74579927338782925,0.78458392396532894]
[null,"Nicaragua",0,0,0,0,0,0,0,0,0,0,0,0.34803921568627449,0.53617021276595744,0.55899705014749268,0.51219512195121952,0.47959183673469385,0.44618395303326808,0.24653979238754326,0.29964850615114236,0.49835706462212487,0.52935323383084576,0.49708737864077668,0.44211576846307388,0.38610478359908884,0.56638115631691643,0.56782945736434109,0.47862531433361272,0.51095461658841945,0.52265625000000004,0.64528543938422067,0.6135895676046671,0.60252156602521567,0.50945698596705313,0.57002881844380404,0.4845360824742268,0.45444743935309972,0.43502257902659308,0.41760391198044011,0.27846425419240955,0.27377654662973222,0.2139515099957465,0.19801587301587301,0.24580152671755726,0.27056277056277056,0.27720739219712526,0.34611602753195675,0.30057434588385451,0.28990024937655862,0.35525141326986015,0.27715030408340574,0.32549877015578027,0.28478033472803349,0.34631605060778964,0.38832853025936598,0.34785537839658659,0.31170816950633462,0.36296296296296299]
[null,"Niger",0,0,0,0,0,0,0,0,0,0,0,0,0,0,0,0,0,0,0,0,0,0,0,0,0,0,0,0,0,0,0,0,0,0,0,0,0,0,0,0,0,0,0,0,0,0,0,0,0,0,0,0,0,0,0,0,0]
[null,"Nigeria",0,0,0,0,0,0,0,0,0,0,0,0.83412824589295176,0.64684845775592315,0.70780952380952378,0.86969829470922611,0.69081986143187069,0.70798830979055039,0.61298535964353917,0.50753439615636597,0.5264415418923224,0.38819919096108246,0.3073559670781893,0.28984997655883732,0.22827958223344427,0.29697239536954584,0.30241659328832793,0.33717258034553221,0.29152241455836664,0.3439162519306676,0.32310934207445563,0.32585604991458073,0.41864897296534198,0.40845355264931915,0.38414339882799037,0.35812246474792353,0.34684997162136594,0.33860740011081697,0.34702488056089842,0.38217192773476277,0.38212443284231462,0.38215522509676103,0.38216272151080066,0.38217683917382222,0.36900515259611572,0.33400617919670444,0.33000552274947959,0.27100822154911292,0.27099834624423363,0.27100900047370913,0.22900338777367649,0.24401822288580069,0.21761485536731523,0.19713648714554449,0.18439912751445486,0.17591312931885489,0.18195125055686373,0.18079425186911349]
[null,"Norway",0.99300343467752195,0.99343016233096659,0.99669525533086789,0.99474592809427309,0.99606547056971984,0.99802219979818363,0.9965245124095351,0.99810868506797501,0.99837487355521282,0.99595514200402746,0.99365728724409985,0.99554527137640092,0.99741093620546806,0.99778170315901904,0.99926943498623666,0.99908269918993298,0.99882968218556856,0.99683049369558896,0.9983547545120548,0.99835667011840978,0.99836417910447761,0.99863383569453856,0.99711104164196318,0.99697195521134996,0.99692177351030786,0.99668058678659388,0.99545858936958187,0.99509648083388724,0.99590238905352502,0.99604706515614094,0.99791959608916958,0.99801018423885024,0.99817268939135184,0.99797858300339126,0.99634981259403688,0.99653965085649776,0.99490916731933754,0.99567397324741613,0.99606633972052117,0.99540425392723675,0.99693357004020744,0.99498050722427822,0.99525491400491406,0.99194705115825588,0.99121763375625527,0.9910816423184815,0.98791473494910165,0.98479193605266246,0.98756347514465603,0.95824521488177494,0.95021790824318075,0.95527660079990495,0.96911520907100024,0.9627221727048707,0.96087218151569853,0.9592741879245178,0.9637222382948375]
[null,"Oman",0,0,0,0,0,0,0,0,0,0,0,0,0,0,0,0,0,0,0,0,0,0,0,0,0,0,0,0,0,0,0,0,0,0,0,0,0,0,0,0,0,0,0,0,0,0,0,0,0,0,0,0,0,0,0,0,0]
[null,"Pakistan",0,0,0,0,0,0,0,0,0,0,0,0.48586899101954567,0.48586899101954567,0.51987585054315388,0.4573036187113857,0.4384870737350367,0.52674418604651163,0.47669394134412063,0.60137373737373734,0.58078171299562575,0.58194203285695201,0.56300585232225131,0.53850067842605154,0.57699142001320003,0.58638504091802679,0.53214798069816982,0.53945054515612179,0.53130334808208202,0.50436674624520261,0.49044825294066646,0.44926074376874686,0.44558866491381827,0.43253431673837328,0.3837617975753268,0.42681355615722155,0.40743016661692155,0.35277801268498943,0.35491915372858179,0.34310998349330563,0.29321982365460625,0.25242233836396732,0.26150766257075797,0.29524199513896227,0.33334158109612766,0.29979329432785623,0.32962009633767314,0.32534389541099445,0.30009094615360493,0.30326580509954593,0.29460868106169447,0.33703805729784708,0.29989483647071197,0.31060598179453835,0.30624735770014222,0.30352936777956407,0.31616920339988142,0.32638614773295438]
[null,"Panama",0,0,0,0,0,0,0,0,0,0,0,9.4549499443826471E-2,8.4409136047666339E-2,8.8210347752332482E-2,9.5079232693911594E-2,8.6330935251798566E-2,0.10511363636363637,0.23806321452589105,0.48868175765645805,0.46309859154929578,0.54415011037527594,0.74380600948866626,0.55507662835249039,0.42027690933452433,0.70963364993215738,0.81859504132231409,0.83185156551990724,0.78023212280044929,0.88589292692457988,0.86356589147286822,0.85268695978955278,0.74408602150537639,0.66724078539441956,0.7426120114394662,0.7197262719428742,0.69138959931798805,0.79001046025104604,0.72179708713897806,0.51610594130279175,0.68864628820960694,0.70431757724575406,0.49219359875097579,0.64594747780086903,0.51004304160688663,0.66012844992188857,0.64304101596018537,0.60176991150442483,0.57698265179677821,0.62070038910505831,0.56688358640636294,0.57104158201273192,0.5268473536180005,0.62931535510868297,0.57903549899531148,0.54538602347367282,0.61101398601398604,0.60224141098658823]
[null,"Paraguay",0,0,0,0,0,0,0,0,0,0,0,0.8595744680851064,0.87307692307692308,0.90476190476190477,0.92898272552783112,0.94435075885328834,0.94039735099337751,0.67950963222416816,0.47183098591549294,0.69753979739507954,0.91264667535853972,0.93426042983565105,0.95868945868945865,0.97034400948991695,0.97520661157024791,0.99437515284910738,0.99647414372061782,0.99763415421013013,0.99869921953171903,0.99983561418649569,0.99974250505793638,0.99962522571632995,0.99959470911167603,0.99955465071892102,0.99980778207979792,0.99718256504960101,0.99966538770411351,0.99978373702422141,0.99978381777803982,0.99971137194535309,1,1,1,1,1,1,1,1,1,1,0.99998150408759667,0.99998264642082435,0.99995019506931182,0.99995031549659663,0.99989146557649866,0.99998206084959818,0.99998431889103201]
[null,"Peru",0,0,0,0,0,0,0,0,0,0,0,0.75835993950596536,0.74141221374045807,0.75060060060060063,0.75343595382078066,0.76593186372745492,0.76275896917635166,0.7266086956521739,0.73105887722501139,0.74114853195164077,0.70730734722360677,0.75074404761904767,0.75343794076163606,0.77251451039131247,0.75193403043441298,0.78862191396251347,0.78884769848625269,0.78637726688562049,0.77914698937426208,0.77598892693232313,0.76803302433371956,0.80272061869907474,0.74851394604481025,0.80415991356023775,0.81091642505987649,0.80296085232903869,0.77929597035664655,0.74419122973198859,0.74987886944818305,0.77064075630252105,0.81982524856884609,0.85518336702281261,0.82909520993494978,0.81704763566567784,0.72883941455370027,0.72265579042315387,0.73291176255574242,0.66706758878754469,0.60129509713228491,0.60587931610434576,0.57718027305656172,0.56757514723504066,0.55097700718056497,0.53484576839976095,0.51371211127148664,0.51020704234109138,0.47764959651792077]
[null,"Philippines",0,0,0,0,0,0,0,0,0,0,0,0,0,0.14219626876990749,0.18088449451981298,0.1645940014630578,0.18986137537374287,0.14568965517241381,0.18073607000386049,0.2103495832583798,0.31090010550280417,0.36802453855674544,0.39456869009584666,0.41474783257201453,0.50221907459867798,0.50390933848721775,0.55254124153714124,0.44841445102022792,0.46803048208973469,0.47683103272983224,0.45424849014319901,0.42508479862762683,0.39195979899497485,0.4024605891869521,0.39978996422828261,0.36843830066138356,0.36931957415525363,0.33434681006105987,0.33623550916349992,0.44492179957520755,0.42890262751159197,0.37292242295430394,0.35642808508882334,0.33418964865885908,0.33731257930196401,0.32331571410893278,0.35933289893101811,0.31500897485363438,0.33813978724453725,0.32480095605691123,0.26205308375896785,0.28527234879148838,0.28340258636058202,0.2631467063481519,0.25378581967849656,0.24337179813864318,0.21914820974261265]
[null,"Poland",2.1924731917218769E-2,1.9075682382133995E-2,2.1830109716095464E-2,1.7893397579924745E-2,1.7762995811776299E-2,2.1056958845293017E-2,1.9723366064829481E-2,1.9542765662521232E-2,1.8964864523805233E-2,1.4910934685435986E-2,2.8408649890556841E-2,2.401599148654673E-2,2.2197383128410811E-2,2.001001096438957E-2,2.5824193884147209E-2,2.2741362208629524E-2,1.7636616239580117E-2,2.0399357355978885E-2,1.9223252056531824E-2,1.7522984471571162E-2,2.1473280359844884E-2,2.1081407880556211E-2,1.5548042765698203E-2,1.6400834131770275E-2,1.3195531735517282E-2,1.6577965826834337E-2,1.3885468426313578E-2,1.2925355028967018E-2,1.3292383119307416E-2,1.1945380584570085E-2,1.0951158724844697E-2,1.1361581580374902E-2,1.2380726468585245E-2,1.1754528414997837E-2,1.3383948264738097E-2,1.4258402533529866E-2,1.461818490870717E-2,1.5113350125944584E-2,1.7965347976500842E-2,1.6771308776365883E-2,1.6252950954782294E-2,1.9266495501701213E-2,1.8989606944610139E-2,1.4172482984354272E-2,2.0091773189118322E-2,2.3893047715291681E-2,2.5098902739419272E-2,3.0914393333375326E-2,3.7302048994893672E-2,5.0297443770223861E-2,5.8718306183119122E-2,6.0888436591915056E-2,7.5016541855532401E-2,6.7442172391508459E-2,7.6715370833017896E-2,7.1607206966003617E-2,6.0757253856385376E-2]
[null,"Portugal",0.96462336078072586,0.9596375617792422,0.92691115702479343,0.94385641969627243,0.88757519186890688,0.89665523156089189,0.98118616735352082,0.95408678102926336,0.86711495357028501,0.96134772462077012,0.80532401183113744,0.79951874366767983,0.81436651583710407,0.768484477124183,0.74946186242395885,0.62106345201383051,0.49940274736213419,0.74047186932849363,0.75642167271730942,0.71182128451753024,0.54813889254241743,0.38556134259259262,0.47366022009507064,0.46701379272143134,0.52815837457671266,0.59760765550239237,0.44866433807251438,0.48584788340048751,0.57475468331846569,0.25363027907158792,0.34708206901418387,0.33116926803013996,0.18553151267596124,0.30416263310745401,0.37087508776409012,0.28249456915278781,0.45797135136705697,0.41565100199226535,0.36129745290050636,0.19802395488651722,0.29279258507793049,0.33538381562987352,0.20523548740416211,0.36981148298617827,0.25643027639592209,0.14038278340694552,0.26333992094861658,0.25923319686113955,0.19448048378229796,0.21328968109615618,0.35313180980052522,0.28280141843971629,0.19128488678251712,0.33597182095223016,0.36224715641178623,0.23338533541341655,0.32094628896334654]
[null,"Qatar",0,0,0,0,0,0,0,0,0,0,0,0,0,0,0,0,0,0,0,0,0,0,0,0,0,0,0,0,0,0,0,0,0,0,0,0,0,0,0,0,0,0,0,0,0,0,0,0,0,0,0,0,0,0,0,0,0]
[null,"Romania",0,0,0,0,0,0,0,0,0,0,0,0.11393014649972119,0.16904164460507839,0.16133307680796938,0.17276099629040806,0.1742521546508814,0.13913774757148251,0.15611948277590296,0.16518558867014241,0.17462615311166896,0.18725365260943011,0.18159913313752887,0.17199152665331824,0.14286934244235697,0.15803647424895698,0.17701690384026289,0.14322054108481941,0.15131552303684004,0.19617110538753618,0.18032722047171429,0.17744017167115023,0.25681742161505555,0.2159239782267737,0.23017160573941886,0.23661491584445735,0.2816623359092903,0.25680521597392014,0.30657240848323652,0.35311051293554657,0.36067836718595936,0.28455347171409867,0.27703931979356178,0.29321275235224264,0.24051505259339861,0.29234145737092693,0.34021173817178058,0.29283697784582996,0.25944902955912635,0.26508713590738348,0.26920212673836613,0.32983058117092001,0.24074581848094323,0.20890189539592335,0.25982301489681564,0.29617189656758997,0.26026212796941839,0.28731325954021208]
[null,"Russian Federation",0,0,0,0,0,0,0,0,0,0,0,0,0,0,0,0,0,0,0,0,0,0,0,0,0,0,0,0,0,0,0.15338141037488265,0.15694140313791061,0.17046556596757401,0.18149904468129185,0.20007178119081337,0.20426622709906336,0.18127057811351438,0.18800514658402687,0.19191129390490555,0.18992200835869766,0.18729377455879737,0.19566686494260305,0.18260183152819259,0.1707571024840101,0.18955484700050004,0.1820179381154991,0.17493321527571651,0.17519950187438513,0.15913623533966148,0.17643642460696232,0.16120202757220234,0.15802549095394972,0.15563263515920969,0.1717415744679644,0.16544153292799904,0.15810469556306497,0.16997185349122315]
[null,"Saudi Arabia",0,0,0,0,0,0,0,0,0,0,0,0,0,0,0,0,0,0,0,0,0,0,0,0,0,0,0,0,0,0,0,0,0,0,0,0,0,0,0,0,0,0,0,0,0,0,0,0,0,0,0,0,0,0,0,0,0]
[null,"Senegal",0,0,0,0,0,0,0,0,0,0,0,9.711286089238845E-2,9.5000000000000001E-2,8.5972850678733032E-2,8.666666666666667E-2,8.1419624217118999E-2,7.6023391812865493E-2,7.0546737213403876E-2,6.4516129032258063E-2,5.9171597633136092E-2,5.9171597633136092E-2,5.6100981767180924E-2,6.222222222222222E-2,5.6074766355140186E-2,5.204460966542751E-2,5.2303860523038606E-2,5.2434456928838954E-2,4.971098265895954E-2,4.8260381593714929E-2,4.6688382193268187E-2,4.656084656084656E-2,4.540763673890609E-2,4.2775665399239542E-2,4.3394406943105111E-2,4.2056074766355138E-2,4.0636042402826852E-2,3.906899418121363E-2,3.7180480247869865E-2,3.6189069423929097E-2,3.5765379113018601E-2,3.1795511221945134E-2,3.1712473572938688E-2,0.12818003913894324,0.18249534450651769,0.14796819787985865,0.125,0.11685116851168512,8.2454819277108432E-2,9.7052480230050323E-2,0.10111966410076977,0.10630689206762028,0.10599809584258965,9.7101449275362323E-2,0.10306093793878124,9.9152324685332652E-2,9.7807757166947729E-2,9.4906888041283374E-2]
[null,"Serbia",0,0,0,0,0,0,0,0,0,0,0,0,0,0,0,0,0,0,0,0,0,0,0,0,0,0,0,0,0,0,0.2312933476604474,0.28866109845608706,0.3108693269019952,0.32407407407407407,0.32407407407407407,0.35366631859844527,0.40892193308550184,0.3407822720598051,0.34098603470165045,0.41065549236755461,0.35149384885764501,0.35439795046968403,0.33513976041072446,0.27854436464400839,0.29509632224168125,0.32987881778801337,0.30056741865628683,0.27461012311901506,0.25967255844261627,0.27946127946127947,0.31774577131710446,0.22793498842836105,0.25689087943380057,0.2606368062813878,0.32966572983316389,0.26875914350312541,0.28039053193142383]
[null,"Singapore",0,0,0,0,0,0,0,0,0,0,0,0,0,0,0,0,0,0,0,0,0,0,0,0,0,0,7.9887218045112778E-3,7.1374590645730124E-3,6.4821169831464961E-3,6.0130164119977366E-3,5.4091892579865089E-3,1.4479049701554282E-2,1.3862170419825733E-2,1.2920577998101467E-2,1.1751163125329752E-2,1.1014206078043518E-2,1.016597510373444E-2,9.1084839021488579E-3,8.6343612334801763E-3,8.2994579945799458E-3,7.7372493289120476E-3,1.4294780742845055E-2,1.3645280406185092E-2,1.4009962640099627E-2,1.3012414767324985E-2,1.2508832072854787E-2,1.2093707215658436E-2,1.1839642136484089E-2,1.2560826521561954E-2,1.2909801257006965E-2,1.2940631820286149E-2,1.3103568168977356E-2,1.3306082476421621E-2,1.5113927745001981E-2,1.5897124341838802E-2,1.6939402955469602E-2,1.629666905374804E-2]
[null,"Slovakia",0,0,0,0,0,0,0,0,0,0,0,0.13584905660377358,0.13076207392370803,0.10748841369217009,0.17251280459413318,0.14974942030069563,0.13907832196734862,0.15731364735088521,0.1463841368584759,0.11185655762037641,0.11303651024189913,9.9771631565592489E-2,8.7392405063291143E-2,9.5257903494176371E-2,7.7956584950117813E-2,9.6468443836864884E-2,7.0588731088541454E-2,8.3556785745177747E-2,7.8027743197581365E-2,8.3846153846153848E-2,7.3734164803702401E-2,5.803553027492684E-2,8.3376377410468314E-2,0.1441939777075362,0.17106606960483933,0.18465264113818677,0.16606427280584585,0.16221610186404822,0.16582465412715686,0.15918875644903041,0.14984739268783687,0.15949899547965846,0.168260275673662,0.115503775898793,0.13525935653315824,0.14895381474866037,0.15349908802918308,0.1766097805822458,0.15841446453407509,0.18924341216867935,0.21544567433731429,0.16250707013574661,0.1780570460321943,0.20197096163288208,0.20723441874171208,0.20756984079303095,0.22709475332811277]
[null,"Slovenia",0,0,0,0,0,0,0,0,0,0,0,0,0,0,0,0,0,0,0,0,0,0,0,0,0,0,0,0,0,0,0.23706203792992606,0.28311362209667296,0.27730071289695396,0.25405993638037838,0.26359053896859247,0.25183923178192519,0.28130504710117177,0.23466909532483304,0.25123834498834496,0.28442165585884482,0.28655314151497357,0.26738559380616617,0.23386765310316482,0.22279305354558609,0.27601335865365728,0.23648872130713766,0.24498842209725438,0.22462274812205013,0.26263796572961767,0.29890873620679143,0.29135650569055677,0.23971096449890042,0.26794443015178804,0.30938073249414888,0.36998193788964634,0.27502193426469596,0.29492633006596386]
[null,"South Africa",0,0,0,0,0,0,0,0,0,0,0,2.0495178143356452E-3,1.4012567626600357E-2,1.529740642956981E-2,1.6254559030470118E-2,1.4954468982829065E-2,2.3639708662012652E-2,2.4202283281251947E-2,2.2569115697784511E-2,1.2746802157151134E-2,1.002516397004578E-2,1.4543886816358133E-2,8.5369542567136081E-3,4.9124023711629595E-3,4.1401744787816054E-3,4.4135121371583772E-3,1.1081826623695855E-2,1.0737123088466723E-2,2.0173793209049495E-2,1.6997289305076393E-2,6.1069625419475767E-3,1.1891034880368983E-2,4.509555820745156E-3,8.4217326849752824E-4,5.960937543361103E-3,2.8535826217357765E-3,6.9124192966275016E-3,1.0772355766916642E-2,8.9971126462153987E-3,4.6052828531797903E-3,6.7745396632938309E-3,1.1010073352452047E-2,1.2087992533079555E-2,4.1513872552411263E-3,5.0180550367326607E-3,6.5728863274875544E-3,1.2585160114968647E-2,4.326295585412668E-3,5.7216880153726337E-3,6.7216336122196789E-3,9.2461269910538955E-3,8.9222424261102724E-3,5.7431358934224618E-3,5.6004929065689279E-3,4.9464667235871104E-3,4.2960897477465794E-3,3.8484203437120419E-3]
[null,"South Sudan",0,0,0,0,0,0,0,0,0,0,0,0,0,0,0,0,0,0,0,0,0,0,0,0,0,0,0,0,0,0,0,0,0,0,0,0,0,0,0,0,0,0,0,0,0,0,0,0,0,0,0,0,0,0,0,0,0]
[null,"Spain",0.83936821747072099,0.76539898457706679,0.70172451429818816,0.81627215507587747,0.6992481203007519,0.62057117639641912,0.72342684253828393,0.55786182104692961,0.53236122328698343,0.58811207625490047,0.49409445322629347,0.51746366810099864,0.52315394242803503,0.3828707375099128,0.38237424446775564,0.31886282248045017,0.23664070816292229,0.43087097713860328,0.41273604102230182,0.44552687124533202,0.27385421053595299,0.20333466671515327,0.2362694483111025,0.23927438506474372,0.27123092814928962,0.25393059856548078,0.21081199114078047,0.21074461185768367,0.25918576459042891,0.13499320652173913,0.17203021044138461,0.17956174191755681,0.12438417358008934,0.1608283635381082,0.17945706081962934,0.14548056716345806,0.2357396244916794,0.19147012640961791,0.18366840407048896,0.11925455578928959,0.13465899574961185,0.18243251940429148,9.9242654751434872E-2,0.16970382374773135,0.12439454621690789,7.2711568691806727E-2,9.720821971567957E-2,0.10007653086579268,8.5597695013795189E-2,0.10243979319489223,0.15526615714668812,0.12075819890029602,8.6826652877098204E-2,0.15158556733997761,0.16215007146779947,0.12209605917539064,0.15511464787382653]
[null,"Sri Lanka",0,0,0,0,0,0,0,0,0,0,0,0.92666666666666664,0.86030150753768841,0.68671193016488841,0.92771084337349397,0.95909486510008701,0.94342762063227958,0.96348096348096346,0.98628158844765346,0.95803278688524585,0.88669064748201443,0.83974358974358976,0.77831558567279768,0.575685903500473,0.92481203007518797,0.97199675324675328,0.99736048265460031,0.80421130402659768,0.92783136834583779,0.98040587823652903,0.99841269841269842,0.92271246668640805,0.8192090395480226,0.95400854486051767,0.93207203100068381,0.92711370262390669,0.71788079470198674,0.66997084548104957,0.68889670948442727,0.6743208279430789,0.45645345516847513,0.45848694882760654,0.3798504303654579,0.42716433385173663,0.35956284153005463,0.37054912054912054,0.48821052631578948,0.39884860115139886,0.41349325337331333,0.39094732625675949,0.52467364132950656,0.39895350832046661,0.27846399462230065,0.57755967728520341,0.36859000080250381,0.45713852222727963,0.30054606552786334]
[null,"Sudan",0,0,0,0,0,0,0,0,0,0,0,0.49494949494949497,0.6471631205673759,0.7,0.71826625386996901,0.72608695652173916,0.75300400534045397,0.6608478802992519,0.63005780346820806,0.61721991701244816,0.70012239902080786,0.70035671819262779,0.70033296337402884,0.69989281886388,0.69989929506545823,0.59967453213995114,0.65171898355754854,0.65192168237853521,0.64731494920174171,0.65567765567765568,0.63234323432343231,0.62492474413004218,0.66646266829865364,0.64709371293001183,0.60333692142088269,0.52145922746781115,0.52060106640814352,0.49023255813953487,0.53051881993896233,0.49938093272802309,0.46049046321525888,0.44647887323943664,0.41610087293889425,0.34675014907573048,0.3192962215171618,0.32958703606900158,0.30303030303030304,0.28898625771758613,0.26571013439883762,0.49730395932830074,0.82704360581410852,0.76487285629804846,0.7014624841034337,0.80853753403344997,0.78349156118143459,0.64535908638001072,0.55797352553884538]
[null,"Suriname",0,0,0,0,0,0,0,0,0,0,0,0,0,0,0,0,0,0,0,0,0,0,0,0,0,0,0,0,0,0,0,0,0,0,0,0,0,0,0,0,0.88395904436860073,0.8663967611336032,0.79376854599406532,0.7261098570353649,0.65600568585643215,0.5270092226613966,0.66883963494132981,0.7414790996784566,0.77945443993035401,0.76781609195402301,0.70185614849187938,0.6063557150179395,0.63235294117647056,0.59935897435897434,0.62339449541284409,0.60053144375553591,0.56923837784371911]
[null,"Sweden",0.88819555759102353,0.9504821813833797,0.95975147899700486,0.93236488981903243,0.94942878567332711,0.94567121613363214,0.89856589759797723,0.91572219538478694,0.86708770681373426,0.7204367744824498,0.68682751336721892,0.78414043947455436,0.75319944733646882,0.77211119651550086,0.76716815337504995,0.71951037838911514,0.63878599870358366,0.59846203424863043,0.62474699625339136,0.64615109502871693,0.61868225424643886,0.58995002236353378,0.56342953613634539,0.59696515996289123,0.56587273258266546,0.53310775675814237,0.45557052229077954,0.50560704768559428,0.49381012214966941,0.51733185927397907,0.50995999561595795,0.44292032387562086,0.52311972371450499,0.52890593265265373,0.42977575332866153,0.47511345781661979,0.3829847753276398,0.48140825435974427,0.48982624959852888,0.48042470194655057,0.56931371401422559,0.51262105881988917,0.48081117927743694,0.42879619438760813,0.44387597001443896,0.50701859628074386,0.48910570467456693,0.51064015642743388,0.52974768836644559,0.56595707299932652,0.52936817998113972,0.5189212932767181,0.54751375904251487,0.47579248648966549,0.48491084569597664,0.53156591387689822,0.47151535367660735]
[null,"Switzerland",0.99130434782608701,0.99146397430013766,0.98846656705267089,0.98806755867514806,0.98547486033519549,0.97918978912319643,0.97538873805578086,0.96878251821019767,0.95475407701572212,0.9242347025447627,0.88883137796181277,0.86190308200506716,0.76755858088396756,0.75788358638672348,0.7484771710419923,0.7788687498545801,0.71899246286854357,0.77923294835476142,0.75692307692307692,0.70045089629385238,0.68454592631032696,0.69292356368406838,0.69937914222594655,0.68619599578503687,0.61624457673292299,0.58364693807731782,0.5900143258874091,0.59838421634492733,0.60833137839739937,0.56375002325624668,0.54980724469013675,0.5716018564095352,0.56904239264645351,0.595662175484719,0.60565576276368083,0.57420318725099606,0.52194627651063985,0.56002387404826426,0.54839175654853622,0.59356661278814093,0.56979311596394655,0.59374032480508876,0.5518979607423814,0.54689602446483176,0.54375636107414071,0.55808198792157682,0.51664091669885415,0.54838272701274848,0.55595500924876184,0.55428734270244329,0.56531217828377645,0.53714540134842892,0.58905195186380976,0.58335273573923163,0.56670280448489341,0.6033859327957396,0.59510718376697758]
[null,"Syrian Arab Republic",0,0,0,0,0,0,0,0,0,0,0,3.7918215613382898E-2,4.103242885506287E-2,1.1946591707659873E-2,0.19572953736654805,0.37669512807634353,0.59420289855072461,0.80473372781065089,0.72971090212469525,0.67830351990767457,0.64671717171717169,0.56517116733999573,0.48965745490650342,0.39376053962900504,0.45485636114911082,0.42314510002532285,0.36011080332409973,0.35799223932907748,0.29290617848970252,0.26513629842180775,0.23494961674274395,0.22037934148944904,0.21015761821366025,0.20541224877354011,0.16809379528388882,0.15102286401925391,0.13903276811515183,0.13325133251332513,0.12760527435133986,0.11919891318637978,0.12812785025974541,0.12765798143156634,8.74950915646307E-2,9.3387058544678839E-2,0.13015556317610749,0.12380134535566051,0.10581230051229783,9.0005693287096941E-2,6.9936377154279306E-2,4.3086727625380995E-2,5.5846422338568937E-2,7.8428093645484948E-2,9.2280061577056843E-2,0.11933648912049008,0.11025773924515855,2.2967411856300746E-2,5.1291961130742046E-2]
[null,"Chinese Taipei",0,0,0,0,0,0,0,0,0,0,0,0.19549680602112454,0.19964858335163629,0.16392572944297082,0.21905116625541227,0.21999665467926738,0.1531418761846858,0.12990829243089641,0.13853707526641745,0.1154828431992313,6.8674161522754476E-2,0.11426731539782484,0.11279116323983136,0.10392773140728098,8.4123972169512964E-2,0.10989896031629814,0.10049963141944467,8.1574663312120765E-2,6.2529252082748288E-2,5.9168287937743189E-2,7.2218828480282354E-2,3.9538579851320171E-2,6.3218778618595456E-2,3.650250899240641E-2,4.1900158098186424E-2,3.7489831493317839E-2,3.4453952434222952E-2,3.9024123257118619E-2,4.2725784103791409E-2,3.4864900774238747E-2,3.1099073950994729E-2,3.421842981210222E-2,2.0639570614987505E-2,2.2245613009176012E-2,2.3510702112522146E-2,2.6073379473253312E-2,2.5829939581866787E-2,2.7643527267254209E-2,2.69155105899185E-2,2.5248576565115796E-2,2.5924939020640744E-2,2.4029159340703453E-2,3.0610471343861537E-2,2.9446468992310286E-2,2.4775791735434247E-2,2.5895133142476174E-2,3.2352918625068047E-2]
[null,"Tajikistan",0,0,0,0,0,0,0,0,0,0,0,0,0,0,0,0,0,0,0,0,0,0,0,0,0,0,0,0,0,0,0.90929130386862123,0.93271910367969058,0.94685530852455113,0.96488360295361031,0.98286420916264283,0.98455311973018544,0.98426503784357988,0.97915030346304888,0.98107058660379975,0.97657783123377861,0.98441777216256054,0.98776248087887641,0.99098157103646578,0.98952086740565748,0.99078285125219812,0.99280280866003512,0.98618246235606732,0.97827826683434316,0.97850993992692137,0.98653595582304399,0.99787039853970183,0.99765981032146811,0.99564039118652059,0.99742915571136426,0.99009900990099009,0.99056054072951871,0.9651810584958217]
[null,"Tanzania",0,0,0,0,0,0,0,0,0,0,0,0.62932790224032586,0.5977653631284916,0.50859106529209619,0.48595041322314048,0.68088467614533965,0.75075075075075071,0.75691411935953423,0.74820143884892087,0.68359375,0.86363636363636365,0.87742718446601942,0.87590361445783127,0.87043580683156652,0.84815618221258138,0.8719211822660099,0.90226876090750441,0.90487421383647804,0.90856313497822927,0.94035785288270379,0.95147420147420148,0.94731064763995609,0.90859030837004406,0.8884816753926702,0.84166198764738909,0.7998960498960499,0.86278381046396846,0.75508077123501827,0.96651162790697676,0.93714781100996969,0.86367313915857602,0.94793536804308798,0.96249115357395609,0.95863106430989098,0.60245656081485921,0.50014064697609006,0.41647331786542924,0.60325047801147225,0.60355434039644562,0.55684454756380508,0.51554797117937046,0.39623011977223638,0.31955627124709252,0.29254334287157047,0.42000321595111756,0.33296840788238974,0.34109745641611888]
[null,"Thailand",0,0,0,0,0,0,0,0,0,0,0,0.40291166633877629,0.2892050209205021,0.26968871037153924,0.33238674780256933,0.4027251184834123,0.3701404437207409,0.29217002237136463,0.16697000870459761,0.24272855761362791,8.8243449327602932E-2,0.19350640900514021,0.22978315562477536,0.19410267288926603,0.19411149162861491,0.15996359538874924,0.22470364526439293,0.14222392852156918,0.11637506160670281,0.14890659252526334,0.11264034770010865,9.1401813290823947E-2,7.4240779011524052E-2,5.8400492059236364E-2,6.3433412478750159E-2,8.7421799882621776E-2,9.1293604327597339E-2,8.0932357925900505E-2,6.1053613467774173E-2,4.8889925476737858E-2,6.8110068037133903E-2,6.6363991407928133E-2,7.4844284626604168E-2,7.2249814075549437E-2,5.8237291910249983E-2,5.5447551759873523E-2,6.9164348214671836E-2,6.9131944928789629E-2,6.5958514780296559E-2,6.8904403142984211E-2,5.5973470743847245E-2,7.983793936829689E-2,7.8971687809795854E-2,7.3189223499541572E-2,7.3778438281889486E-2,6.8684182353968642E-2,0.13249460331066637]
[null,"Togo",0,0,0,0,0,0,0,0,0,0,0,0.49673202614379086,0.37748344370860926,0.37623762376237624,0.5714285714285714,0.69852941176470584,0.6386554621848739,0.73076923076923073,0.72457627118644063,0.35849056603773582,0.74509803921568629,0.71698113207547165,0.73076923076923073,0.34545454545454546,0.25675675675675674,0.68468468468468469,0.71028037383177567,0.68468468468468469,0.6386554621848739,0.7421875,0.60126582278481011,0.6819787985865724,0.76646706586826352,0.79584775086505188,0.59919028340080971,0.82524271844660191,0.79831932773109249,0.64583333333333337,0.5714285714285714,0.48130841121495327,0.5714285714285714,0.4065040650406504,0.57236842105263153,0.70454545454545459,0.44623655913978494,0.40211640211640209,0.42533936651583709,0.52040816326530615,0.75609756097560976,0.75,0.54189944134078216,0.8671875,0.84684684684684686,0.81720430107526887,0.86206896551724133,0.75308641975308643,0.90086206896551724]
[null,"Trinidad and Tobago",0,0,0,0,0,0,0,0,0,0,0,3.5317860746720484E-2,3.1531531531531529E-2,2.6244343891402715E-2,2.1701388888888888E-2,2.0052310374891021E-2,1.4660493827160493E-2,1.5818431911966989E-2,1.8625561978163133E-2,1.5633423180592992E-2,1.2776412776412777E-2,8.3114610673665785E-3,6.6765578635014835E-3,5.5077452667814117E-3,4.3246839654025281E-3,5.6235527621567982E-3,7.9003342449103613E-3,8.9054869290433776E-3,7.7474892395982785E-3,7.5845974329054842E-3,8.6664802907464363E-3,6.7204301075268818E-3,7.545271629778672E-3,7.3356038773906207E-3,7.8643401327107391E-3,7.6619456698397955E-3,3.743668795419511E-3,3.6086607858861267E-3,3.4822983168891469E-3,3.4305317324185248E-3,3.6636746656896865E-3,5.1381998582565556E-3,4.6066619418851876E-3,1.8642224638806897E-3,3.5769828926905133E-3,3.1170303202040237E-3,6.2586926286509036E-3,2.4752475247524753E-3,2.5869874531108525E-3,2.4225423944919037E-3,0,0,0,0,0,0,0]
[null,"Tunisia",0,0,0,0,0,0,0,0,0,0,0,5.6155507559395246E-2,5.1087984862819298E-2,6.1916878710771839E-2,1.6516516516516516E-2,2.2727272727272728E-2,3.3877038895859475E-2,1.7184035476718405E-2,1.3928914505283382E-2,1.6969696969696971E-2,8.2079343365253077E-3,9.4936708860759497E-3,1.1991164405175133E-2,8.1667136018023084E-3,1.7010309278350514E-2,2.6995027231825716E-2,1.20186957489428E-2,2.4706867671691793E-2,9.4194540561322575E-3,6.6469719350073855E-3,7.9160213388401301E-3,1.824212271973466E-2,1.0479272615194945E-2,9.6603773584905666E-3,5.6753688989784334E-3,5.0854087886295475E-3,8.4521256465245366E-3,5.1868442767888717E-3,7.9251513483764441E-3,9.0027008102430729E-3,6.0400151000377499E-3,4.740168539325843E-3,5.4049489063423698E-3,1.470327723649247E-2,1.289782244556114E-2,1.1452491904272964E-2,7.0438710665339565E-3,3.5664895552805879E-3,2.0887001322843417E-3,5.179648570679255E-3,3.0539946249694598E-3,3.2733224222585926E-3,6.0904711809977299E-3,3.264240248082259E-3,2.9162110086965579E-3,3.5068103273022972E-3,2.2718093699515348E-3]
[null,"Turkey",0.37051509769094138,0.43473928927266686,0.32837078651685392,0.54406226462465479,0.39204673107166926,0.46012517666060976,0.44316339398306609,0.41136692964095961,0.48356401384083048,0.46223526409798416,0.3709845761335962,0.28340660464165218,0.30063150404696254,0.22535211267605634,0.26437634488387624,0.39198617423030147,0.46688180276759833,0.42742523705324581,0.43597532909877568,0.46328034810407603,0.49340494092373793,0.51578648725327281,0.53355679421512503,0.41478041467071342,0.43929049750106164,0.35217276951401266,0.30021413276231262,0.42107636462020609,0.6039377289377289,0.34589962339558833,0.40366334740976312,0.37848155894167246,0.39626087731282111,0.46180630825926727,0.39218089656669347,0.41565503727665892,0.42941325293584365,0.3891050960346964,0.38330240853164238,0.29964788732394365,0.24912345303469366,0.19787329394988795,0.26211746522411128,0.25250922955449173,0.30692510849513599,0.24506038677171577,0.25181651625930945,0.18846511239415739,0.16920843875051658,0.18810956203929943,0.24997159198515206,0.23267928838281901,0.24783712462838628,0.25676440950390167,0.17499394752404124,0.27431880603400527,0.26852351243403982]
[null,"Turkmenistan",0,0,0,0,0,0,0,0,0,0,0,0,0,0,0,0,0,0,0,0,0,0,0,0,0,0,0,0,0,0,4.791238877481177E-2,4.6979865771812082E-2,3.0342107259349161E-4,3.9566352773601329E-4,3.8109756097560977E-4,4.0816326530612246E-4,4.9504950495049506E-4,5.2642661612971157E-4,6.3721325403568395E-4,5.6433408577878099E-4,0,0,0,0,0,0,0,0,0,0,0,0,0,0,0,0,0]
[null,"Ukraine",0,0,0,0,0,0,0,0,0,0,0,0,0,0,0,0,0,0,0,0,0,0,0,0,0,0,0,0,0,0,3.5207918935390756E-2,4.2051661417690428E-2,3.124244501955873E-2,4.8056663242029007E-2,5.9779096555228325E-2,5.1351504738908579E-2,4.7224881691604888E-2,5.5424965977978476E-2,9.1163421104456521E-2,8.3306192713906851E-2,6.5826273289386866E-2,6.9628420802879579E-2,5.5464014933284171E-2,5.1262984995116757E-2,6.4566280283469751E-2,6.6498846234529049E-2,6.6686332044733565E-2,5.3706732704546727E-2,6.1146708483482706E-2,6.9548839700723994E-2,7.0646302455144361E-2,5.6835668998912528E-2,5.3502921411755215E-2,7.1768556472179487E-2,4.7303200989146858E-2,3.4187085153107803E-2,4.7913342334601691E-2]
[null,"United Arab Emirates",0,0,0,0,0,0,0,0,0,0,0,0,0,0,0,0,0,0,0,0,0,0,0,0,0,0,0,0,0,0,0,0,0,0,0,0,0,0,0,0,0,0,0,0,0,0,0,0,0,0,0,0,0,0,0,0,0]
[null,"United Kingdom",2.2731859197970421E-2,2.6265730667948361E-2,2.3398862512363994E-2,1.8934503829933728E-2,1.9574217085932124E-2,2.1322909481106767E-2,1.9909892495502058E-2,2.1103551949428565E-2,1.5978114878917603E-2,1.3484600737281475E-2,1.8091720628674188E-2,1.3129701746977588E-2,1.2904969041013521E-2,1.3712360317324916E-2,1.4926468968656618E-2,1.3852062483843569E-2,1.3397316903941093E-2,1.3736556277286763E-2,1.3946003309339459E-2,1.4214200806978185E-2,1.3697279905375769E-2,1.5710325735371181E-2,1.6674273767281617E-2,1.6518668781094977E-2,1.4219175737171715E-2,1.3877625806276488E-2,1.5920896594344508E-2,1.3714842662211083E-2,1.6084435952447716E-2,1.5188294555049173E-2,1.8259350757659203E-2,1.6530160073688665E-2,1.9931359716420433E-2,1.7098534189296317E-2,2.0346189819828688E-2,1.9489366565510438E-2,1.4877774374271785E-2,1.7982129560685033E-2,2.1524375552164486E-2,2.399726214921287E-2,2.4098831385642738E-2,2.2444346807264207E-2,2.5658159882473771E-2,2.359253939675925E-2,3.1174765767561681E-2,3.5470606384001055E-2,3.5254047734031464E-2,3.6646470095757701E-2,3.8219473533768158E-2,4.2737173353061479E-2,4.1845133946125976E-2,5.2060107703011414E-2,5.5550783706876723E-2,6.4178104933790295E-2,8.5049385920165144E-2,0.10572155212159971,0.10533230293663061]
[null,"United States of America",0.18455155130996312,0.18292772914018576,0.18903671977664607,0.17284850206404243,0.17190868652894006,0.17554992107251938,0.16280687222169052,0.17484771423502277,0.15973927252060244,0.16583117887251375,0.15474991855980483,0.1551843980791133,0.14738516208391833,0.1364186070885455,0.15681372887114367,0.15250054694803,0.13594286508100958,0.10164823104977751,0.12377646407723569,0.12171610946139343,0.11724453306527363,0.11067268931286683,0.13356152711712146,0.13959510665403588,0.12976958942520464,0.11263653592450444,0.11589734381321684,9.195134526994278E-2,7.7368702069458742E-2,0.1037799970970809,0.11412124279500552,0.10639652952941574,9.8040204892256677E-2,0.10367740718026136,9.6223452487521108E-2,0.10687999631292271,0.11463243760208849,0.10864790235879114,9.5058646278200779E-2,8.9274475312354953E-2,8.0480440946524803E-2,6.5862498244908405E-2,8.3659865800681951E-2,8.5897694227046531E-2,8.2624009180150823E-2,8.1333612250687359E-2,8.590527603320787E-2,7.5287788959773727E-2,7.6729342525178559E-2,8.4494987870298022E-2,7.8447065621309015E-2,9.2888122062526654E-2,8.4468461330253874E-2,8.309016275284492E-2,8.1244269807053515E-2,7.9080336081886915E-2,8.3094105375041138E-2]
[null,"Uruguay",0,0,0,0,0,0,0,0,0,0,0,0.61302364164247203,0.41433278418451402,0.61348490787926302,0.57440600250104212,0.45461783439490444,0.45595854922279794,0.54242528340776364,0.53192868719611019,0.43852596314907871,0.75826086956521743,0.79213598197829205,0.81838856400259907,0.98162765378334238,0.98699501936912004,0.98077796276676255,0.98921251348435812,0.96611066984379135,0.78224071151915076,0.68757644591997202,0.94948952176249324,0.87904259866077794,0.8976289470727048,0.92228628729004758,0.98792492453077829,0.93546852703345484,0.87091454272863567,0.91172355903749303,0.96122491638795982,0.77105921601334448,0.93384290985767004,0.99794594594594599,0.99677251431546066,0.99871779927730508,0.81584764495834039,0.8750325436084353,0.64874488160940003,0.87057076172289416,0.60873531759607713,0.68264350964249465,0.87003183265120509,0.70968677494199539,0.60696423516089459,0.82291943632012765,0.88610533055866814,0.76701251144339333,0.72888653875207732]
[null,"Uzbekistan",0,0,0,0,0,0,0,0,0,0,0,0,0,0,0,0,0,0,0,0,0,0,0,0,0,0,0,0,0,0,0.11802929427430094,0.11134496446044494,0.12337215925831353,0.14970803068221122,0.14970711297071129,0.13040271426464081,0.14366234395297123,0.12543970122030659,0.12544662309368193,0.12545182050603898,0.12544810515534313,0.12545609974771169,0.12545122693165686,0.15425101214574899,0.1802,0.17540650406504066,0.17989002356637862,0.13074565883554648,0.22995951417004049,0.18678678678678678,0.2097872340425532,0.19541984732824427,0.21352380952380953,0.21328413284132841,0.21353790613718412,0.20652932960893855,0.20284984310430562]
[null,"Venezuela",0,0,0,0,0,0,0,0,0,0,0,0.39664434469055854,0.40055891942244992,0.37853450896929158,0.43237026647966337,0.4724147051044697,0.51517070082306526,0.53194839273999561,0.47998744310155389,0.46063272303810571,0.40742395888612687,0.38936774193548385,0.40169680959154641,0.41718825784696401,0.44844926894107223,0.4789173186720237,0.50205539591315451,0.56977388605630686,0.58722637136234868,0.60163137799375221,0.62343857992953589,0.70325402213556054,0.70093416370106765,0.68429852123029022,0.72006851911655267,0.70051466383465399,0.71237498015558021,0.73359380003842956,0.71596499468492747,0.75164655247261947,0.73748402153135295,0.6706798788268844,0.64815137394939681,0.65835726094144265,0.71104594528776688,0.73283420633113183,0.73898317364293342,0.72722258217031188,0.72793951230961385,0.71886603110888103,0.67490001318507453,0.70930222700723122,0.67411407856772954,0.67834524196167589,0.69123138025891251,0.61031934224786299,0.60077102782984093]
[null,"Vietnam",0,0,0,0,0,0,0,0,0,0,0,0.26695652173913043,0.1918181818181818,0.17872340425531916,0.20289855072463769,0.20593080724876442,0.18836658775786269,0.17276130146847107,0.22222222222222221,0.27777777777777779,0.41809497049733069,0.40795885219274497,0.39634146341463417,0.30682388359257401,0.33465885307660109,0.291378970211087,0.25456848199746696,0.22872252520244588,0.26396462785556374,0.49306269270298048,0.61847713397074067,0.68588490770901189,0.74477073673364247,0.74704558244231856,0.752197265625,0.72241944292736204,0.70868744098205849,0.60929333054568258,0.51157322021394325,0.58465979031368054,0.54783328940928433,0.59494249869315208,0.50838082467314782,0.46392180818570555,0.38559587959055597,0.31673997316236768,0.33843585208205906,0.34494388729703918,0.35480135157229276,0.36120228434024648,0.29087594701958841,0.39376585440848644,0.44945234369685011,0.43136393040189752,0.43290669017901667,0.35920796890184647,0.38926907396622012]
[null,"Yemen",0,0,0,0,0,0,0,0,0,0,0,0,0,0,0,0,0,0,0,0,0,0,0,0,0,0,0,0,0,0,0,0,0,0,0,0,0,0,0,0,0,0,0,0,0,0,0,0,0,0,0,0,0,0,0,0,0]
[null,"Zambia",0,0,0,0,0,0,0,0,0,0,0,0.74671052631578949,0.92161520190023749,0.91953681710213775,0.95518252933507175,0.95441685004715493,0.97580533665145863,0.98126122082585276,0.98282254078101827,0.98989113530326589,0.98860215053763445,0.98967331943203252,0.99178291610930636,0.99034537672937195,0.9896378372832666,0.99145978152929493,0.99121552604698671,0.98816422142769078,0.99040767386091122,0.98974280465401099,0.99226257331835765,0.99281529788880296,0.99072525467538386,0.99292510368382536,0.99398034398034396,0.99331145885916206,0.99288206559665038,0.99307392016118878,0.99158227015651712,0.99330242143225145,0.99384457553218775,0.99370514918796427,0.99374463387710044,0.9937417258394512,0.99435825105782794,0.99406893464637425,0.99865730221028715,0.99875557399149639,0.99874134675896786,0.99878702112604867,0.99875574272588052,0.99869542529135502,0.99854463130659765,0.99857142857142855,0.97163022419042344,0.96994271259578901,0.94271056006840526]
[null,"Zimbabwe",0,0,0,0,0,0,0,0,0,0,0,0.6732370905052748,0.82729161856384203,0.67420726991492652,0.88078618662747976,0.86665570536007897,0.87985212569316085,0.9285164073332306,0.88693427154965621,0.89602629220197194,0.88262497247302352,0.905607476635514,0.8697685869030034,0.83381364073006725,0.73786407766990292,0.59698996655518399,0.45561106840891624,0.17462568951930654,0.33924393547592663,0.38849340646516511,0.46667378765221107,0.35320484087852982,0.38375622192545827,0.27611140867702194,0.27803583278035832,0.29253616694405327,0.29537074969274885,0.29090161688133737,0.29257177578611576,0.41009730644478914,0.45661186561829881,0.3750316215532507,0.4435775008734133,0.60734174337992952,0.56600473299722198,0.52432259441007045,0.67883120140456488,0.71573137074517024,0.75895081967213118,0.75641201481278286,0.68009232544720144,0.57874742212091612,0.60413043478260875,0.53956308142573428,0.55622069240746286,0.52740572841541311,0.44053862508858965]
[]
[null,"RE Share (incl. hydro)"]
[null,null,null,null,null,null,null,null,null,null,null,null,null,null,null,null,null,null,null,null,null,null,null,null,null,null,null,null,null,null,null,null,"REShare_1990"]
[null,null,{"$f":"IF(SUM(IF((HistVREShare_Country=SelectedCountry)*(C307:C451>0),C306))<>0,SUM(IF((HistVREShare_Country=SelectedCountry)*(C307:C451>0),C306)),\"\")","v":1960},{"$f":"IF(SUM(IF((HistVREShare_Country=SelectedCountry)*(D307:D451>0),D306))<>0,SUM(IF((HistVREShare_Country=SelectedCountry)*(D307:D451>0),D306)),\"\")","v":1961},{"$f":"IF(SUM(IF((HistVREShare_Country=SelectedCountry)*(E307:E451>0),E306))<>0,SUM(IF((HistVREShare_Country=SelectedCountry)*(E307:E451>0),E306)),\"\")","v":1962},{"$f":"IF(SUM(IF((HistVREShare_Country=SelectedCountry)*(F307:F451>0),F306))<>0,SUM(IF((HistVREShare_Country=SelectedCountry)*(F307:F451>0),F306)),\"\")","v":1963},{"$f":"IF(SUM(IF((HistVREShare_Country=SelectedCountry)*(G307:G451>0),G306))<>0,SUM(IF((HistVREShare_Country=SelectedCountry)*(G307:G451>0),G306)),\"\")","v":1964},{"$f":"IF(SUM(IF((HistVREShare_Country=SelectedCountry)*(H307:H451>0),H306))<>0,SUM(IF((HistVREShare_Country=SelectedCountry)*(H307:H451>0),H306)),\"\")","v":1965},{"$f":"IF(SUM(IF((HistVREShare_Country=SelectedCountry)*(I307:I451>0),I306))<>0,SUM(IF((HistVREShare_Country=SelectedCountry)*(I307:I451>0),I306)),\"\")","v":1966},{"$f":"IF(SUM(IF((HistVREShare_Country=SelectedCountry)*(J307:J451>0),J306))<>0,SUM(IF((HistVREShare_Country=SelectedCountry)*(J307:J451>0),J306)),\"\")","v":1967},{"$f":"IF(SUM(IF((HistVREShare_Country=SelectedCountry)*(K307:K451>0),K306))<>0,SUM(IF((HistVREShare_Country=SelectedCountry)*(K307:K451>0),K306)),\"\")","v":1968},{"$f":"IF(SUM(IF((HistVREShare_Country=SelectedCountry)*(L307:L451>0),L306))<>0,SUM(IF((HistVREShare_Country=SelectedCountry)*(L307:L451>0),L306)),\"\")","v":1969},{"$f":"IF(SUM(IF((HistVREShare_Country=SelectedCountry)*(M307:M451>0),M306))<>0,SUM(IF((HistVREShare_Country=SelectedCountry)*(M307:M451>0),M306)),\"\")","v":1970},{"$f":"IF(SUM(IF((HistVREShare_Country=SelectedCountry)*(N307:N451>0),N306))<>0,SUM(IF((HistVREShare_Country=SelectedCountry)*(N307:N451>0),N306)),\"\")","v":1971},{"$f":"IF(SUM(IF((HistVREShare_Country=SelectedCountry)*(O307:O451>0),O306))<>0,SUM(IF((HistVREShare_Country=SelectedCountry)*(O307:O451>0),O306)),\"\")","v":1972},{"$f":"IF(SUM(IF((HistVREShare_Country=SelectedCountry)*(P307:P451>0),P306))<>0,SUM(IF((HistVREShare_Country=SelectedCountry)*(P307:P451>0),P306)),\"\")","v":1973},{"$f":"IF(SUM(IF((HistVREShare_Country=SelectedCountry)*(Q307:Q451>0),Q306))<>0,SUM(IF((HistVREShare_Country=SelectedCountry)*(Q307:Q451>0),Q306)),\"\")","v":1974},{"$f":"IF(SUM(IF((HistVREShare_Country=SelectedCountry)*(R307:R451>0),R306))<>0,SUM(IF((HistVREShare_Country=SelectedCountry)*(R307:R451>0),R306)),\"\")","v":1975},{"$f":"IF(SUM(IF((HistVREShare_Country=SelectedCountry)*(S307:S451>0),S306))<>0,SUM(IF((HistVREShare_Country=SelectedCountry)*(S307:S451>0),S306)),\"\")","v":1976},{"$f":"IF(SUM(IF((HistVREShare_Country=SelectedCountry)*(T307:T451>0),T306))<>0,SUM(IF((HistVREShare_Country=SelectedCountry)*(T307:T451>0),T306)),\"\")","v":1977},{"$f":"IF(SUM(IF((HistVREShare_Country=SelectedCountry)*(U307:U451>0),U306))<>0,SUM(IF((HistVREShare_Country=SelectedCountry)*(U307:U451>0),U306)),\"\")","v":1978},{"$f":"IF(SUM(IF((HistVREShare_Country=SelectedCountry)*(V307:V451>0),V306))<>0,SUM(IF((HistVREShare_Country=SelectedCountry)*(V307:V451>0),V306)),\"\")","v":1979},{"$f":"IF(SUM(IF((HistVREShare_Country=SelectedCountry)*(W307:W451>0),W306))<>0,SUM(IF((HistVREShare_Country=SelectedCountry)*(W307:W451>0),W306)),\"\")","v":1980},{"$f":"IF(SUM(IF((HistVREShare_Country=SelectedCountry)*(X307:X451>0),X306))<>0,SUM(IF((HistVREShare_Country=SelectedCountry)*(X307:X451>0),X306)),\"\")","v":1981},{"$f":"IF(SUM(IF((HistVREShare_Country=SelectedCountry)*(Y307:Y451>0),Y306))<>0,SUM(IF((HistVREShare_Country=SelectedCountry)*(Y307:Y451>0),Y306)),\"\")","v":1982},{"$f":"IF(SUM(IF((HistVREShare_Country=SelectedCountry)*(Z307:Z451>0),Z306))<>0,SUM(IF((HistVREShare_Country=SelectedCountry)*(Z307:Z451>0),Z306)),\"\")","v":1983},{"$f":"IF(SUM(IF((HistVREShare_Country=SelectedCountry)*(AA307:AA451>0),AA306))<>0,SUM(IF((HistVREShare_Country=SelectedCountry)*(AA307:AA451>0),AA306)),\"\")","v":1984},{"$f":"IF(SUM(IF((HistVREShare_Country=SelectedCountry)*(AB307:AB451>0),AB306))<>0,SUM(IF((HistVREShare_Country=SelectedCountry)*(AB307:AB451>0),AB306)),\"\")","v":1985},{"$f":"IF(SUM(IF((HistVREShare_Country=SelectedCountry)*(AC307:AC451>0),AC306))<>0,SUM(IF((HistVREShare_Country=SelectedCountry)*(AC307:AC451>0),AC306)),\"\")","v":1986},{"$f":"IF(SUM(IF((HistVREShare_Country=SelectedCountry)*(AD307:AD451>0),AD306))<>0,SUM(IF((HistVREShare_Country=SelectedCountry)*(AD307:AD451>0),AD306)),\"\")","v":1987},{"$f":"IF(SUM(IF((HistVREShare_Country=SelectedCountry)*(AE307:AE451>0),AE306))<>0,SUM(IF((HistVREShare_Country=SelectedCountry)*(AE307:AE451>0),AE306)),\"\")","v":1988},{"$f":"IF(SUM(IF((HistVREShare_Country=SelectedCountry)*(AF307:AF451>0),AF306))<>0,SUM(IF((HistVREShare_Country=SelectedCountry)*(AF307:AF451>0),AF306)),\"\")","v":1989},{"$f":"IF(SUM(IF((HistVREShare_Country=SelectedCountry)*(AG307:AG451>0),AG306))<>0,SUM(IF((HistVREShare_Country=SelectedCountry)*(AG307:AG451>0),AG306)),\"\")","v":1990},{"$f":"IF(SUM(IF((HistVREShare_Country=SelectedCountry)*(AH307:AH451>0),AH306))<>0,SUM(IF((HistVREShare_Country=SelectedCountry)*(AH307:AH451>0),AH306)),\"\")","v":1991},{"$f":"IF(SUM(IF((HistVREShare_Country=SelectedCountry)*(AI307:AI451>0),AI306))<>0,SUM(IF((HistVREShare_Country=SelectedCountry)*(AI307:AI451>0),AI306)),\"\")","v":1992},{"$f":"IF(SUM(IF((HistVREShare_Country=SelectedCountry)*(AJ307:AJ451>0),AJ306))<>0,SUM(IF((HistVREShare_Country=SelectedCountry)*(AJ307:AJ451>0),AJ306)),\"\")","v":1993},{"$f":"IF(SUM(IF((HistVREShare_Country=SelectedCountry)*(AK307:AK451>0),AK306))<>0,SUM(IF((HistVREShare_Country=SelectedCountry)*(AK307:AK451>0),AK306)),\"\")","v":1994},{"$f":"IF(SUM(IF((HistVREShare_Country=SelectedCountry)*(AL307:AL451>0),AL306))<>0,SUM(IF((HistVREShare_Country=SelectedCountry)*(AL307:AL451>0),AL306)),\"\")","v":1995},{"$f":"IF(SUM(IF((HistVREShare_Country=SelectedCountry)*(AM307:AM451>0),AM306))<>0,SUM(IF((HistVREShare_Country=SelectedCountry)*(AM307:AM451>0),AM306)),\"\")","v":1996},{"$f":"IF(SUM(IF((HistVREShare_Country=SelectedCountry)*(AN307:AN451>0),AN306))<>0,SUM(IF((HistVREShare_Country=SelectedCountry)*(AN307:AN451>0),AN306)),\"\")","v":1997},{"$f":"IF(SUM(IF((HistVREShare_Country=SelectedCountry)*(AO307:AO451>0),AO306))<>0,SUM(IF((HistVREShare_Country=SelectedCountry)*(AO307:AO451>0),AO306)),\"\")","v":1998},{"$f":"IF(SUM(IF((HistVREShare_Country=SelectedCountry)*(AP307:AP451>0),AP306))<>0,SUM(IF((HistVREShare_Country=SelectedCountry)*(AP307:AP451>0),AP306)),\"\")","v":1999},{"$f":"IF(SUM(IF((HistVREShare_Country=SelectedCountry)*(AQ307:AQ451>0),AQ306))<>0,SUM(IF((HistVREShare_Country=SelectedCountry)*(AQ307:AQ451>0),AQ306)),\"\")","v":2000},{"$f":"IF(SUM(IF((HistVREShare_Country=SelectedCountry)*(AR307:AR451>0),AR306))<>0,SUM(IF((HistVREShare_Country=SelectedCountry)*(AR307:AR451>0),AR306)),\"\")","v":2001},{"$f":"IF(SUM(IF((HistVREShare_Country=SelectedCountry)*(AS307:AS451>0),AS306))<>0,SUM(IF((HistVREShare_Country=SelectedCountry)*(AS307:AS451>0),AS306)),\"\")","v":2002},{"$f":"IF(SUM(IF((HistVREShare_Country=SelectedCountry)*(AT307:AT451>0),AT306))<>0,SUM(IF((HistVREShare_Country=SelectedCountry)*(AT307:AT451>0),AT306)),\"\")","v":2003},{"$f":"IF(SUM(IF((HistVREShare_Country=SelectedCountry)*(AU307:AU451>0),AU306))<>0,SUM(IF((HistVREShare_Country=SelectedCountry)*(AU307:AU451>0),AU306)),\"\")","v":2004},{"$f":"IF(SUM(IF((HistVREShare_Country=SelectedCountry)*(AV307:AV451>0),AV306))<>0,SUM(IF((HistVREShare_Country=SelectedCountry)*(AV307:AV451>0),AV306)),\"\")","v":2005},{"$f":"IF(SUM(IF((HistVREShare_Country=SelectedCountry)*(AW307:AW451>0),AW306))<>0,SUM(IF((HistVREShare_Country=SelectedCountry)*(AW307:AW451>0),AW306)),\"\")","v":2006},{"$f":"IF(SUM(IF((HistVREShare_Country=SelectedCountry)*(AX307:AX451>0),AX306))<>0,SUM(IF((HistVREShare_Country=SelectedCountry)*(AX307:AX451>0),AX306)),\"\")","v":2007},{"$f":"IF(SUM(IF((HistVREShare_Country=SelectedCountry)*(AY307:AY451>0),AY306))<>0,SUM(IF((HistVREShare_Country=SelectedCountry)*(AY307:AY451>0),AY306)),\"\")","v":2008},{"$f":"IF(SUM(IF((HistVREShare_Country=SelectedCountry)*(AZ307:AZ451>0),AZ306))<>0,SUM(IF((HistVREShare_Country=SelectedCountry)*(AZ307:AZ451>0),AZ306)),\"\")","v":2009},{"$f":"IF(SUM(IF((HistVREShare_Country=SelectedCountry)*(BA307:BA451>0),BA306))<>0,SUM(IF((HistVREShare_Country=SelectedCountry)*(BA307:BA451>0),BA306)),\"\")","v":2010},{"$f":"IF(SUM(IF((HistVREShare_Country=SelectedCountry)*(BB307:BB451>0),BB306))<>0,SUM(IF((HistVREShare_Country=SelectedCountry)*(BB307:BB451>0),BB306)),\"\")","v":2011},{"$f":"IF(SUM(IF((HistVREShare_Country=SelectedCountry)*(BC307:BC451>0),BC306))<>0,SUM(IF((HistVREShare_Country=SelectedCountry)*(BC307:BC451>0),BC306)),\"\")","v":2012},{"$f":"IF(SUM(IF((HistVREShare_Country=SelectedCountry)*(BD307:BD451>0),BD306))<>0,SUM(IF((HistVREShare_Country=SelectedCountry)*(BD307:BD451>0),BD306)),\"\")","v":2013},{"$f":"IF(SUM(IF((HistVREShare_Country=SelectedCountry)*(BE307:BE451>0),BE306))<>0,SUM(IF((HistVREShare_Country=SelectedCountry)*(BE307:BE451>0),BE306)),\"\")","v":2014},{"$f":"IF(SUM(IF((HistVREShare_Country=SelectedCountry)*(BF307:BF451>0),BF306))<>0,SUM(IF((HistVREShare_Country=SelectedCountry)*(BF307:BF451>0),BF306)),\"\")","v":2015},{"$f":"IF(SUM(IF((HistVREShare_Country=SelectedCountry)*(BG307:BG451>0),BG306))<>0,SUM(IF((HistVREShare_Country=SelectedCountry)*(BG307:BG451>0),BG306)),\"\")","v":2016}]
[null,null,1960,1961,1962,1963,1964,1965,1966,1967,1968,1969,1970,1971,1972,1973,1974,1975,1976,1977,1978,1979,1980,1981,1982,1983,1984,1985,1986,1987,1988,1989,1990,1991,1992,1993,1994,1995,1996,1997,1998,1999,2000,2001,2002,2003,2004,2005,2006,2007,2008,2009,2010,2011,2012,2013,2014,2015,2016]
[null,"World",0,0,0,0,0,0,0,0,0,0,0,0.23597011782470273,0.22885263518832499,0.2155557291682807,0.23223924170803048,0.22814271736859368,0.21178694870889814,0.20908956644345994,0.21420899459998516,0.21630268949374368,0.21398421075187557,0.21486278684646321,0.21830278330161881,0.21891735310232061,0.21446489477443792,0.20940054291401022,0.20714452575897999,0.19877445398046759,0.19693266520962505,0.19202553979673848,0.19400834350494373,0.19268820107145901,0.19195608635247563,0.1982530639143274,0.19567566750141208,0.19870552762667398,0.19526586020920123,0.19408096102650968,0.19075170353131854,0.18707166822245933,0.18365710134172999,0.17906300502925349,0.17827669238682969,0.17418772310132971,0.17844734950177155,0.18004160478926193,0.181498606964792,0.17898095291769506,0.18576798136026601,0.19357197150511543,0.19547307729758845,0.19899743850551327,0.20863758582603822,0.21660120859945348,0.22340009763017762,0.22796045643334475,0.23781231754059712,"HistRE_IEA_Data"]
[null,"Albania",0,0,0,0,0,0,0,0,0,0,0,0.5714285714285714,0.62068965517241381,0.66216216216216217,0.68421052631578949,0.7191011235955056,0.74509803921568629,0.76521739130434785,0.77419354838709675,0.78832116788321172,0.79407806191117092,0.81333333333333335,0.83001328021248344,0.84656084656084651,0.73688458434221149,0.67683508102955192,0.79533881707794751,0.76222980659840733,0.73770080321285136,0.74654377880184331,0.86407766990291257,0.9214248297537978,0.95050088391278731,0.93907622555964865,0.95686374016747022,0.93986139056561591,0.95720494817786694,0.96174445294567712,0.96320219220982584,0.97329158224350709,0.96149016324822101,0.95308310991957101,0.93953986088817554,0.97856570512820518,0.97502675704602215,0.98713944515891971,0.98316437364228815,0.97482517482517483,1,0.99980776624375245,0.99986786469344613,0.98592221426867099,1,1,1,1,1]
[null,"Algeria",0,0,0,0,0,0,0,0,0,0,0,0.1480484522207268,0.20320197044334976,0.26799714896650034,0.1619947848761408,9.0358126721763091E-2,9.1853600944510033E-2,5.8024158757549613E-2,4.5620437956204379E-2,4.5263649090060663E-2,3.6080303243015581E-2,4.4952100221075902E-2,5.0979140059599831E-2,2.2998629868858877E-2,4.0422106957610449E-2,5.2631578947368418E-2,1.9258916878514751E-2,3.9223392548341458E-2,1.3103250751825862E-2,1.4748107543722265E-2,8.3830104321907604E-3,1.689247621793024E-2,1.0882642458711582E-2,1.8182754713093642E-2,8.3488407182014789E-3,9.7895003804209998E-3,6.5362641619056841E-3,3.4888589105456576E-3,9.2425414839652654E-3,8.1997010946399003E-3,2.1249803242562571E-3,2.5915492957746477E-3,2.0616319444444445E-3,8.9614825335632888E-3,8.0319999999999992E-3,1.6364440513047324E-2,6.1886106852892748E-3,6.0759221421658243E-3,7.0335023362163235E-3,7.9478455105062209E-3,3.8046092622556521E-3,9.8000937060752774E-3,1.0836803317246546E-2,5.5101018533978965E-3,3.9537996949036459E-3,3.2268379894764385E-3,4.7044241305970675E-3]
[null,"Angola",0,0,0,0,0,0,0,0,0,0,0,0.8153638814016172,0.8114558472553699,0.82723577235772361,0.69812855980471933,0.72796934865900387,0.73162393162393158,0.73162393162393158,0.90256410256410258,0.88095238095238093,0.88148148148148153,0.88148148148148153,0.87638888888888888,0.73818646232439333,0.89701492537313432,0.86972704714640203,0.86972704714640203,0.86543209876543215,0.8601226993865031,0.86691086691086694,0.86206896551724133,0.82655246252676662,0.88701161562829989,0.93684210526315792,0.93717277486910999,0.9375,0.89980544747081714,0.7635253054101222,0.80424886191198786,0.66966292134831462,0.63114186851211074,0.62087912087912089,0.64759206798866853,0.62205513784461153,0.78405017921146958,0.79648241206030146,0.80611010284331519,0.77618899595896795,0.75409047160731468,0.65343189017951431,0.67957423380436777,0.70907803928508228,0.60799484203739518,0.5802093476144109,0.53175105485232066,0.53179723502304144,0.56123926261943824]
[null,"Argentina",0,0,0,0,0,0,0,0,0,0,0,6.7770064341347788E-2,6.2356753339129059E-2,0.11443681782378755,0.18196779964221824,0.17936134682888594,0.16779189833200953,0.179773547650634,0.23368427349404797,0.28567253792407216,0.38382108497456302,0.38026210767527485,0.44381487238630096,0.4318070832267516,0.44422452519681538,0.45867668176295151,0.43091239311878865,0.42177981898191741,0.29005091298855412,0.25903268594959517,0.35441466298778085,0.30436566398746806,0.34870528444372861,0.38934000259841495,0.42601578123304445,0.40213385063045587,0.33399822058950146,0.39386981659243686,0.36390044857590659,0.27294418830079409,0.33159374648520978,0.41829884037063753,0.43563875765218524,0.37951754862544823,0.31634802575750015,0.33525134845626642,0.37127698397102993,0.29842200809942743,0.26343705799151346,0.28927402619772141,0.28585456200154874,0.32305970437266024,0.29261135319663489,0.31484490717439134,0.31576204195682706,0.28140069123947103,0.26974769297874951]
[null,"Armenia",0,0,0,0,0,0,0,0,0,0,0,0,0,0,0,0,0,0,0,0,0,0,0,0,0,0,0,0,0,0,0.15006755452615325,0.16246321984026901,0.33807196801421591,0.68196981731532957,0.6210675150229763,0.34508181981657976,0.25297714837463792,0.23055233040305192,0.24826360846389922,0.2099002973587546,0.211648204095334,0.16849434290687554,0.30041674216343539,0.36029812761316127,0.33134328358208953,0.28067120468576856,0.30718734219828314,0.31468294337063413,0.31178509532062393,0.35672720860518425,0.39485441380372827,0.33539703903095558,0.28944748631159783,0.28236057068741893,0.25754838709677419,0.28336966277727915,0.32180451127819548]
[null,"Australia",0.20052216886568139,0.21354844305663978,0.21231007373009084,0.25195355291024613,0.23430618549924406,0.25668688921430921,0.20424727596175227,0.20327312899827865,0.18890378813275227,0.18972964676475101,0.18527368826066706,0.22328211895560374,0.21324865516434882,0.18240673176941827,0.19581052540838756,0.20621372946085159,0.20354225573358467,0.16458351012886879,0.16652679674569318,0.17416678618315809,0.13993951739924818,0.14167188478396994,0.13515558407477996,0.11906138347375304,0.11234574544410963,0.11798428881831857,0.11933893789780975,0.10695467712871513,0.10867427364889294,0.1037856433826029,9.6560306441890759E-2,0.10598201052792967,0.10066865251435969,0.10549143571271043,0.10194473855798623,9.624142819941553E-2,9.2297278240022568E-2,9.58767572659215E-2,8.4340500156395021E-2,8.5440535881783852E-2,8.3816185720275993E-2,8.098454952845964E-2,7.8609188224014637E-2,8.4406988657485069E-2,8.1866501908304967E-2,8.8037066394566169E-2,9.299307772626296E-2,8.6480724671679443E-2,8.1152575563719548E-2,7.4979342590539913E-2,8.5984941452176042E-2,0.1037758897890987,0.10509259628339326,0.13141974565731937,0.14615061273321045,0.13313120944093645,0.14514725790908983]
[null,"Austria",0.73559124465742776,0.69293579116664605,0.67099165894346613,0.63671502997030982,0.63892239646160032,0.7181951308804686,0.72431674246610278,0.72065649867374004,0.70317366449832441,0.62873558786102646,0.70828819068255688,0.5832919651088575,0.58724286949006055,0.61301591408979172,0.67055829965574021,0.67818395213694782,0.58198886145719697,0.66405915130732962,0.65827958701595135,0.69482797223673409,0.69829326923076918,0.74201107797187904,0.74277258198176865,0.74251882207185738,0.71223867700357635,0.72865895478030274,0.73663505923550943,0.74329818064723874,0.76539491993603193,0.74033160410944965,0.66202125933138589,0.65062473844682245,0.72396323514687921,0.7406708064861498,0.7080270960066013,0.70506361230925374,0.66804793369918247,0.67915955822932572,0.69810409586835986,0.70678950530743045,0.7254400908574673,0.69156827746573435,0.69012947649326262,0.60676110642546088,0.63968166849615804,0.6339784145887607,0.65273296412232118,0.68440509622860046,0.69034927325130935,0.71131859181272439,0.66211322754438129,0.65630369502031383,0.74533546790860139,0.78029774906662952,0.81111435712662705,0.76490779269141718,0.7778765129462234]
[null,"Azerbaijan",0,0,0,0,0,0,0,0,0,0,0,0,0,0,0,0,0,0,0,0,0,0,0,0,0,0,0,0,0,0,7.1613683483068416E-2,7.4968017057569294E-2,8.8397510499418103E-2,0.12734239672458139,0.10409196972283877,9.1293123679887345E-2,9.0009949084099025E-2,0.10168686148728914,0.10840093343704855,8.2856514084507046E-2,8.2036472538638425E-2,6.8581971534001057E-2,0.10801561413828138,0.11599173165460866,0.12670161883738043,0.13155823714585518,0.10259544472965815,0.10820707648647411,0.10312803215820357,0.12242951028195888,0.18423303046499198,0.13186163398048684,7.9215242735340183E-2,6.6712340498415693E-2,5.6292461986412162E-2,7.0398574206092024E-2,8.4318518815372903E-2]
[null,"Bahrain",0,0,0,0,0,0,0,0,0,0,0,0,0,0,0,0,0,0,0,0,0,0,0,0,0,0,0,0,0,0,0,0,0,0,0,0,0,0,0,0,0,0,0,0,0,0,0,0,0,0,0,0,0,0,0,0,0]
[null,"Bangladesh",0,0,0,0,0,0,0,0,0,0,0,0.16990291262135923,0.16990291262135923,0.23575498575498577,0.15687540348612009,0.26797787338660112,0.27925381571509328,0.22595656670113753,0.22803064443442991,0.24437968359700249,0.24776880577985549,0.23478587528174305,0.172266139657444,0.19283425575298574,0.22617246596066565,0.16320671378091872,9.375E-2,9.2536244854125649E-2,0.10319523008714264,0.12930428671820099,0.11433005690636316,0.10133010882708585,8.9498538340454237E-2,6.6043884423202262E-2,8.6569910057236299E-2,3.4425319267073845E-2,6.4406484225204813E-2,6.0634171023781415E-2,6.7147958391554102E-2,5.7647058823529412E-2,4.7492232578783843E-2,5.7095216191352348E-2,4.0128582909188318E-2,3.7997159090909088E-2,3.0344771705222217E-2,2.8320792528453133E-2,2.5363177677694627E-2,2.4157393968714722E-2,2.7763165585364426E-2,1.1216612421658553E-2,1.7872027457710223E-2,1.9749507394741014E-2,1.6000164737860877E-2,1.9465361445783133E-2,1.3197242367266541E-2,1.2268899018826999E-2,1.1441540877081163E-2]
[null,"Belarus",0,0,0,0,0,0,0,0,0,0,0,0,0,0,0,0,0,0,0,0,0,0,0,0,0,0,0,0,0,0,5.0599605323078478E-4,4.6469601135923583E-4,4.5218779092964491E-4,5.693907518954718E-4,6.0515335860114019E-4,8.0263263504294082E-4,6.7430883344571813E-4,8.0592547108262655E-4,1.1918951132300357E-3,7.1654849901945999E-4,1.034443124784491E-3,1.1969836013246619E-3,1.0961596613244633E-3,1.0515642017501032E-3,1.0893944248638258E-3,1.1950518394108717E-3,1.194555342491591E-3,1.5708944673096862E-3,2.0828577950239673E-3,3.4566763234132208E-3,3.7254621005874768E-3,4.2857142857142859E-3,5.5521283158544111E-3,8.4425683181515217E-3,7.2261407801928893E-3,8.1567983099583366E-3,1.1678484180420664E-2]
[null,"Belgium",1.1351636747624076E-2,1.1791128579449747E-2,9.2903961242519241E-3,7.6546884967042313E-3,5.595834752566785E-3,1.2690710586478795E-2,1.3202048746026139E-2,1.0046009032966105E-2,9.2214663643235065E-3,7.8861649237099256E-3,8.0594961176817474E-3,4.0316514727562654E-3,4.8569886670264432E-3,7.0663547950264678E-3,8.2242283877676427E-3,6.5167328139546276E-3,3.5226959234344163E-3,1.0049286308647506E-2,9.553195276805317E-3,1.0577015701762836E-2,1.0886967659301952E-2,1.3426305168727897E-2,7.5833366681339791E-3,6.9020031232528102E-3,6.9845408828459674E-3,6.043477488046357E-3,8.0179101369292453E-3,9.2576251062942219E-3,8.4752327977564643E-3,7.521270391913513E-3,7.8956353496841738E-3,7.529570421150226E-3,8.6402464640806618E-3,7.2358280527487582E-3,8.410311041336679E-3,9.0864573698242555E-3,7.4662620777768904E-3,7.551919446192574E-3,9.2476393542491632E-3,1.019600316675863E-2,1.2612808524518865E-2,1.3673713398967158E-2,1.4059971089338884E-2,1.4265027943657927E-2,1.7746849548919422E-2,2.4571515243440013E-2,3.4997865983781476E-2,3.9827255278310943E-2,5.2857638515009034E-2,6.0563882145959071E-2,6.9208061129879678E-2,9.4108791875435319E-2,0.12812879038482744,0.14209386105837107,0.17080641100948224,0.21024305808084481,0.16786530965272922]
[null,"Benin",0,0,0,0,0,0,0,0,0,0,0,0,0,0,0,0,0,0,0,0,0,0,0,0,0,0,0,0,0,0,0,0,0,0,0,0,0,3.3898305084745763E-2,2.5316455696202531E-2,2.7777777777777776E-2,2.3809523809523808E-2,3.0303030303030304E-2,3.1746031746031744E-2,2.5000000000000001E-2,1.2345679012345678E-2,9.3457943925233638E-3,2.5974025974025976E-2,1.3636363636363636E-2,1.3100436681222707E-2,7.8125E-3,8.6956521739130436E-3,0,0,0,0,5.5555555555555552E-2,5.6338028169014086E-2]
[null,"Bolivia",0,0,0,0,0,0,0,0,0,0,0,0.87115384615384617,0.84819064430714919,0.84030742954739535,0.82168106834249799,0.80846325167037858,0.7973537604456824,0.75974842767295603,0.74142940151074954,0.71789242590559821,0.67634342186534901,0.65926748057713647,0.69235294117647062,0.66704610130904951,0.65964523281596454,0.65540540540540537,0.61915125136017413,0.59412404787812845,0.61581920903954801,0.5725190839694656,0.52444829078321076,0.58875219683655533,0.54145936981757881,0.58279894379479447,0.48158640226628896,0.43325604504802917,0.45460160592958615,0.46457373271889402,0.43288409703504044,0.47358928111311516,0.51520618556701026,0.54849246231155779,0.53943594646271509,0.4711449676823638,0.48750829095732923,0.41258169934640521,0.41867924528301886,0.41698639693058948,0.41378717552002753,0.39487011926155857,0.33953076582558656,0.34196675900277007,0.32175956141495887,0.33841765873015872,0.28641513841840904,0.29354379041981804,0.2189393134233181]
[null,"Bosnia and Herzegovina",0,0,0,0,0,0,0,0,0,0,0,0,0,0,0,0,0,0,0,0,0,0,0,0,0,0,0,0,0,0,0.20899398578458173,0.37272397533550961,0.52229885057471259,0.71145175834084762,0.81503298774740807,0.82776641672347195,0.70245231607629433,0.53108956075299485,0.50203811832103118,0.54480992712231635,0.48844568031450764,0.48702763677382965,0.48845618915159944,0.39952068169714183,0.46975172847265872,0.47595619742897954,0.44007814261026373,0.33952817379497624,0.32834109154692032,0.39820015317845292,0.46869890212567156,0.28710732984293191,0.29931827865360033,0.41464672511603917,0.36726485148514854,0.35517307569262269,0.3188495525412281]
[null,"Botswana",0,0,0,0,0,0,0,0,0,0,0,0,0,0,0,0,0,0,0,0,0,0,0,0,0,0,0,0,0,0,0,0,0,0,0,0,0,0,0,0,0,0,0,0,0,0,0,0,0,0,0,0,0,2.1645021645021645E-3,8.6430423509075197E-4,6.7385444743935314E-4,7.4404761904761901E-4]
[null,"Brazil",0,0,0,0,0,0,0,0,0,0,0,0.84952886889759205,0.89915319476520406,0.90597287025306672,0.9269864293783735,0.92674985747767147,0.93051436695433898,0.93649269393735401,0.92325843394335083,0.93359048385315602,0.93781030276940736,0.9328419616420629,0.94227721925977548,0.95055817445567226,0.94456212720887456,0.93679846346072426,0.91828940077574606,0.93033034805317438,0.94177634486640893,0.9393742410494621,0.94500518353297036,0.94625752526911766,0.94419439710092168,0.95254706797472777,0.95405339927165334,0.94157495800087809,0.93561134036899452,0.92977836367060418,0.92923343734848396,0.90036926827519448,0.89492705855378174,0.84287445054610544,0.85738173002652807,0.87163603127856204,0.86032112282005813,0.87124627511891084,0.86747651650104807,0.88214679645150929,0.84266423649277533,0.88995775774959718,0.84724233875267818,0.87120996996748512,0.82448283100263475,0.76689208119125329,0.73082073847331164,0.73966908048111246,0.80348045998455664]
[null,"Brunei",0,0,0,0,0,0,0,0,0,0,0,0,0,0,0,0,0,0,0,0,0,0,0,0,0,0,0,0,0,0,0,0,0,0,0,0,0,0,0,0,0,0,0,0,0,0,0,0,0,0,0,5.369127516778523E-4,5.0890585241730279E-4,4.5433893684688776E-4,4.4385264092321349E-4,4.7619047619047619E-4,2.34192037470726E-4]
[null,"Bulgaria",0,0,0,0,0,0,0,0,0,0,0,0.10325466311381805,9.406851959947915E-2,0.11705228639096374,9.1204069104621588E-2,9.7198557673257524E-2,0.10646195985151548,0.11878155503197577,9.237266607392354E-2,0.10229238754325259,0.1065882015214583,9.7857838364167476E-2,7.5384957611409079E-2,7.8573438379290941E-2,7.2976361031518625E-2,5.3708685626441197E-2,5.5619320899091343E-2,5.8381064108757159E-2,5.7661979964905269E-2,6.0706551164049813E-2,4.4564675731472915E-2,5.9737653565660027E-2,5.7933164841336704E-2,5.1109298102481777E-2,3.8496840007342721E-2,5.5373423628227524E-2,6.8335050098323816E-2,6.4616034349264453E-2,7.4657088445869393E-2,7.2411162839632809E-2,6.576292870147124E-2,3.989984839435843E-2,5.2028741492565631E-2,7.1560196560196562E-2,7.6497851590788396E-2,9.8744655689984542E-2,9.3578304250362621E-2,6.8029904278361322E-2,6.6436389736228244E-2,8.7727991316863693E-2,0.12577960319012538,7.8663814645263175E-2,0.11436484252560167,0.16078850217093502,0.15743601764442644,0.17988592999876904,0.15914537188416833]
[null,"Cambodia",0,0,0,0,0,0,0,0,0,0,0,0,0,0,0,0,0,0,0,0,0,0,0,0,0,0,0,0,0,0,0,0,0,0,0,0,0,0,0,0,2.232142857142857E-3,1.9646365422396855E-3,4.1208791208791208E-2,6.4220183486238536E-2,5.1533742331288344E-2,6.1203319502074686E-2,5.7675996607294319E-2,4.5576407506702415E-2,4.3859649122807015E-2,5.3712480252764615E-2,5.5E-2,7.0754716981132074E-2,0.37656903765690375,0.57930258717660288,0.61136512083605488,0.46418012281100751,0.47622452627815515]
[null,"Cameroon",0,0,0,0,0,0,0,0,0,0,0,0.97302325581395344,0.96233183856502247,0.95527728085867625,0.95429029671210908,0.95220588235294112,0.947209653092006,0.94230769230769229,0.94166043380703068,0.94304253785147796,0.93943565037852717,0.94814038763750652,0.94878957169459965,0.96534195933456557,0.98285198555956677,0.97828758705448582,0.98103309120258275,0.97727272727272729,0.98055661456347698,0.98411525674178058,0.98479792361883578,0.98560885608856086,0.98721227621483376,0.98940677966101698,0.9882352941176471,0.98850987432675042,0.98862461220268871,0.98849104859335035,0.98358585858585856,0.98755924170616116,0.98908045977011494,0.98107879130189213,0.96424242424242423,0.95765472312703581,0.95377128953771284,0.94205794205794202,0.88817077947512735,0.74823574289528894,0.75849322302411548,0.70672661248486945,0.73215799288014916,0.7529133592298598,0.75365079365079368,0.68160919540229881,0.65194147439504779,0.54916278484199921,0.55145213338114019]
[null,"Canada",0.92089060586723692,0.90910273645864959,0.87968456690801822,0.84178603276107233,0.83157818181818177,0.8022119114420222,0.81224191168264281,0.79196702601373126,0.75455809598732426,0.77082651056165052,0.75478731528504339,0.73235722367727074,0.7379889244170692,0.72072452338372561,0.74305415939191932,0.73072758770030322,0.71556568975923818,0.68695074310769932,0.68935892239003582,0.68353986243769316,0.67630023735660816,0.68614710853864669,0.67105891586140665,0.65722727607091191,0.66007642845701475,0.66532289696409741,0.66705373571437721,0.64185246086634107,0.61268627505248718,0.59027969647826695,0.62378718822672763,0.61410412991360208,0.61679214421493078,0.61722327984259096,0.60400451344585759,0.61004098177694843,0.63106074225602127,0.62350941422594142,0.60406054315061541,0.61183704842428899,0.60600301190892936,0.58032656244701419,0.59886419210922914,0.58915564963988998,0.58446317088011468,0.60035521974789707,0.59555495905711053,0.60287065357948932,0.61463967314076662,0.62827468939949205,0.61356990247398013,0.62592625320322659,0.63503867262123548,0.63866572226359464,0.63437411194214854,0.63502511095975511,0.6497519207225243]
[null,"Chile",0,0,0,0,0,0,0,0,0,0,0,0.57191459408728296,0.64775016789791806,0.64407939767282685,0.68946972141551033,0.73740265689418227,0.719198016600194,0.72105155482815053,0.70868725868725868,0.6773845877492366,0.67875074461747942,0.68959759559191847,0.76244629770027794,0.77796261089987329,0.75394532118248503,0.80235042735042739,0.82135105805751496,0.83737289761463196,0.76174992610109371,0.60996013699399243,0.53837361201828871,0.70973398126346376,0.82694629521978269,0.81664791901012368,0.74265142224156344,0.72405180718592788,0.60452933328994896,0.62134726852268973,0.48170886254189077,0.38030737171138318,0.48547831728130147,0.54261597423056118,0.55450985780037099,0.50156954024215761,0.46900874863302611,0.53883088179254635,0.55254880694143171,0.44155599993163447,0.45749028540801284,0.48827443101347123,0.40202534996856076,0.39596426886613001,0.36445355622141618,0.35666871963320329,0.42894294234873431,0.43604334964914376,0.43273061986180461]
[null,"China",0,0,0,0,0,0,0,0,0,0,0,0.21573111274107951,0.22127493410562624,0.22526661489486571,0.25211217232746441,0.22695178535404478,0.22097305679395232,0.21034397426379609,0.17384389909258163,0.17769107997871963,0.1936267172271563,0.21195072266951206,0.22705078125,0.2457318461188254,0.22994779935875354,0.22491416883780954,0.21028629902342447,0.20111810485249462,0.2001980888098164,0.20244181871035036,0.204079398906752,0.1847113078767755,0.17584683670370563,0.18125260168487797,0.18088435703935923,0.19214139301567396,0.17552210619862252,0.17512466017776401,0.18061156316916488,0.16681465925010103,0.16639498192128568,0.1895851916575115,0.17618627899047495,0.15037040332224696,0.16223266418637242,0.16175024975344596,0.15592783415225786,0.15263347136775968,0.17737444064853763,0.17863798198737518,0.18622826052772273,0.16761770432750298,0.19966248937756334,0.20296227380256696,0.22609153782953523,0.23921050222332882,0.24886687752450379]
[null,"Colombia",0,0,0,0,0,0,0,0,0,0,0,0.65062005663509426,0.69326493777904441,0.68280725896619932,0.68427157438911224,0.70296187456499881,0.68575806216255653,0.69771252539817785,0.70702067615043485,0.70907655880031573,0.70977208255893576,0.69803147711411662,0.69195744297177897,0.67653350796769263,0.6841938799715348,0.69370410407425354,0.73007135575942916,0.74295964695050321,0.74672846237731738,0.77017443523019735,0.76384190114695927,0.7568261692349284,0.68665007285089852,0.7325397442879743,0.78492598227438481,0.76404625901301615,0.82992020663253541,0.71644434480439412,0.69746308216584629,0.79860819205081501,0.75524637681159423,0.74338198057179683,0.76504151680653609,0.78788595002256079,0.81650877933989019,0.80169656515088306,0.80600762577885243,0.81533725667722956,0.84010869176588365,0.72877915624070411,0.72120691976305873,0.83465289730349967,0.79550194103115279,0.69420080277864127,0.6929630931458699,0.6402207172028832,0.6590424425257464]
[null,"Congo",0,0,0,0,0,0,0,0,0,0,0,0.61363636363636365,0.6470588235294118,0.52083333333333337,0.55555555555555558,0.55238095238095242,0.55263157894736847,0.46153846153846156,0.16666666666666666,0.59230769230769231,0.64516129032258063,0.65189873417721522,0.89230769230769236,0.99145299145299148,0.9920948616600791,0.98979591836734693,0.99259259259259258,0.98932384341637014,0.98972602739726023,0.99250000000000005,0.99391480730223125,1,0.99065420560747663,0.99171270718232041,0.99382716049382713,0.99435028248587576,0.99563318777292575,0.99558498896247238,0.9941860465116279,0.85585585585585588,0.9966216216216216,1,1,0.8571428571428571,0.83123425692695219,0.81986143187066973,0.82119205298013243,0.82309582309582308,0.81344902386117135,0.61224489795918369,0.54719387755102045,0.61175560711523591,0.58058823529411763,0.56816851960210646,0.54712643678160922,0.53344867358708192,0.54706217912150601]
[null,"Costa Rica",0,0,0,0,0,0,0,0,0,0,0,0.90418118466898956,0.87213891081294392,0.84484038604305867,0.85490463215258861,0.85107772697583284,0.88463873709775354,0.76534090909090913,0.77194805194805194,0.81722583875813726,0.95687331536388143,0.97040169133192389,0.97280844155844159,0.97421602787456441,0.98271926964460388,0.98224431818181823,0.98372329603255337,0.96074050430896907,0.95709364234262451,0.97595307917888563,0.97520184544405997,0.94875776397515532,0.82837947882736152,0.89922638436482083,0.90146579804560256,0.82749436590862524,0.90712203248646395,0.96952414899304939,0.91852946610012931,0.97847199741016511,0.9914727561786385,0.9851742031134173,0.98378737541528238,0.97893465718502615,0.99196591600730366,0.96719128329297821,0.93871449925261585,0.92022099447513817,0.92854127084652738,0.95155746509129968,0.93311071689450065,0.91222538649308382,0.91841950068802836,0.88314606741573032,0.89791523930703732,0.99001109877913429,0.98226265968201454]
[null,"Côte d'Ivoire",0,0,0,0,0,0,0,0,0,0,0,0.23639455782312926,0.32658959537572252,0.21105527638190955,0.32435597189695553,0.39812889812889812,0.30852017937219733,0.17860016090104586,0.1181046676096181,0.40131940626717977,0.77301315037164098,0.91631355932203384,0.88751926040061635,0.50387196695921532,0.24933155080213903,0.7612107623318386,0.64212788823213329,0.48412333179935574,0.53699697100822152,0.72421626533393912,0.66666666666666663,0.69014859658778205,0.56648648648648647,0.50228519195612431,0.49724692926725966,0.60536138445877163,0.54696132596685088,0.46613743487968246,0.34236698160119344,0.36412705003113971,0.36749999999999999,0.36847492323439102,0.32659614658103514,0.36013367407116176,0.33666061705989109,0.27231121281464532,0.28682581786030059,0.33954892559048128,0.34758620689655173,0.37523420200987906,0.28281642917015926,0.30136087883259549,0.26439566704675027,0.21882352941176469,0.23931933381607531,0.16725978647686832,0.16600019506485905]
[null,"Croatia",0,0,0,0,0,0,0,0,0,0,0,0,0,0,0,0,0,0,0,0,0,0,0,0,0,0,0,0,0,0,0.45552858088722137,0.65887484621407,0.48921590653785668,0.4777289836888331,0.62019833580303207,0.61362656317378184,0.70455562516781522,0.57184722086548789,0.52654094639427274,0.56530785235416503,0.57302672467371041,0.56228956228956228,0.46052735143644236,0.41373559733171617,0.54925523494279338,0.54070613464042272,0.51435425210864349,0.37807891590275011,0.45708473515374382,0.56005983545250559,0.62841308461746415,0.47038420490928495,0.49674313225715094,0.6650175665017567,0.73958023221196789,0.66826837515572168,0.6630202140309156]
[null,"Cuba",0,0,0,0,0,0,0,0,0,0,0,0.18466135458167332,0.13645853103055608,0.13682550805886476,0.13706595780029907,0.12431693989071038,0.11480194579569145,0.11797534068786503,0.12246581801037247,0.11295469049138482,0.10521573731104214,9.7872340425531917E-2,9.8356213872832374E-2,9.9376731301939053E-2,9.7225612236595885E-2,9.7139109763095338E-2,9.4414086217364912E-2,9.1885529316559994E-2,9.5585201485352767E-2,8.9375943303366359E-2,0.10250266240681576,0.1033441533932211,0.12289824926330387,8.8074895473550269E-2,7.9063936481404098E-2,6.1321133317280681E-2,7.6835902085222119E-2,7.0691361515622789E-2,6.1916878710771839E-2,6.7899530775600334E-2,6.8782012904942458E-2,6.5751633986928099E-2,6.6624203821656056E-2,5.3696793371703244E-2,5.6156060121522224E-2,3.1934306569343068E-2,3.0477809483334346E-2,3.0414798842421834E-2,3.959947954969735E-2,3.892148014440433E-2,3.241938265218141E-2,3.226351351351351E-2,3.7117429997829389E-2,4.3521421107628001E-2,4.0173499948363112E-2,3.9481466876971606E-2,3.9593313129338156E-2]
[null,"Curaçao",0,0,0,0,0,0,0,0,0,0,0,0,0,0,0,0,0,0,0,0,0,0,0,0,0,0,0,0,0,0,0,0,0,0,0,0,0,0,0,0,0,0,0,0,0,0,0,0,0,0,0,0,0,0,0,0,0]
[null,"Cyprus",0,0,0,0,0,0,0,0,0,0,0,0,0,0,0,0,0,0,0,0,0,0,0,0,0,0,0,0,0,0,0,0,0,0,0,0,0,0,0,0,0,0,0,0,0,2.284669865204478E-4,2.1496130696474635E-4,6.1588996099363579E-4,2.9533372711163615E-3,5.944391179290508E-3,1.3716647876738068E-2,3.6112801785351999E-2,5.4483782064871741E-2,7.6223776223776227E-2,7.2873563218390808E-2,8.7800573571586146E-2,8.6760793943114381E-2]
[null,"Czech Republic",0,0,0,0,0,0,0,0,0,0,0,3.3212361156933906E-2,3.1936127744510975E-2,2.6254432408801671E-2,4.2165044042651832E-2,3.9513810229153963E-2,2.9981961060772565E-2,3.8422471383365235E-2,3.4100437901798196E-2,4.4742336435832891E-2,4.5559860224855669E-2,3.846799932806988E-2,3.0559774553040424E-2,2.9213959153413002E-2,2.2370053770853441E-2,2.8750365616558558E-2,3.0954030954030955E-2,3.9632773811820697E-2,3.2626604905648643E-2,2.5226082817705855E-2,1.8644312761959821E-2,1.8060300507479518E-2,2.3739776825778484E-2,2.6085177481501687E-2,3.0502320642586789E-2,3.9735864630623195E-2,3.5426100308666157E-2,3.4149835713284643E-2,3.0685194355038376E-2,3.6752443149051572E-2,3.1325863038498991E-2,3.4714551283778323E-2,3.9449963813408775E-2,2.2688852395672334E-2,3.2712734216493615E-2,3.8227288816198995E-2,4.2078083534559017E-2,3.8854199899731094E-2,4.4792604598115134E-2,5.7011956095648762E-2,6.9181357839459862E-2,8.3525398727758826E-2,9.3035864662521492E-2,0.10823411775648777,0.10778414966625928,0.11404570543236177,0.11428989002155723]
[null,"North Korea",0,0,0,0,0,0,0,0,0,0,0,0.6164199192462988,0.59287531806615779,0.57177322074788905,0.55275229357798161,0.53551912568306015,0.52754237288135597,0.52004110996916753,0.51297405189620759,0.5063045586808923,0.5,0.49403122130394855,0.48837209302325579,0.48299912816041846,0.47789115646258501,0.49003984063745021,0.51383399209486169,0.52107279693486586,0.5376344086021505,0.51369863013698636,0.56317689530685922,0.57034220532319391,0.5748987854251012,0.60180995475113119,0.59740259740259738,0.61739130434782608,0.58685446009389675,0.55440414507772018,0.6,0.55376344086021501,0.52577319587628868,0.52475247524752477,0.53701456310679607,0.55814839508524616,0.56887998907750426,0.57314944134078216,0.56251392912859377,0.61701435673465599,0.60624865330747679,0.59165996118710651,0.6185376661742984,0.68657026942681787,0.70180910792264506,0.75823696268819551,0.72589200960410971,0.72796098129140274,0.75623301429753043]
[null,"Democratic Republic of the Congo",0,0,0,0,0,0,0,0,0,0,0,0.96953455571227076,0.96707934721440625,0.97920997920997921,0.9766906474820144,0.97526315789473683,0.98043052837573386,0.98188405797101452,0.98039215686274506,0.96031938059520927,0.95455568053993256,0.95905221992178513,0.96421889616463985,0.96990038977912518,0.97104446742502581,0.97215238831947404,0.97280799112097671,0.97236134297903909,0.97329376854599403,0.99682860025947817,0.99557522123893805,0.99583412232531721,0.99687139799110813,0.99693417493237146,0.99661144578313254,0.99708596406022343,0.99705352758225574,0.99623240134840374,0.99598138747884946,0.99547681869581606,0.99949849548645942,0.99916135524991612,0.99868852459016388,0.99886123312184805,0.99886765746638362,0.99905071874152429,0.99390163065093462,0.98896219233697036,0.98715061597562592,0.98905016552075375,0.98912080961416826,0.98885934928471964,0.99881765633210717,0.99891014773552922,0.99875706214689264,0.99821288953423437,0.99846743295019158]
[null,"Denmark",4.5126353790613718E-3,4.8908954100827691E-3,4.2091630241217421E-3,3.3444816053511705E-3,3.192032686414709E-3,3.1669622498099823E-3,2.6107038859323225E-3,2.4649970420035495E-3,1.6226240148354196E-3,1.2505684402000909E-3,1.1985617259288853E-3,1.288659793814433E-3,1.1665208515602217E-3,1.2552301255230125E-3,1.3112604491067037E-3,1.3140604467805519E-3,1.1702179530937637E-3,9.9709934735315447E-4,1.273386227838182E-3,1.4020170955632942E-3,1.5318512983373809E-3,2.226382634215453E-3,2.1073927337098542E-3,4.2382433833806753E-3,4.2342978122794639E-3,4.014548449080428E-3,6.6920053276158919E-3,8.9524907592661677E-3,1.4428215176344851E-2,2.5160249422229976E-2,3.1752751905165112E-2,2.8923245313996444E-2,4.3984644414080294E-2,4.730087714134338E-2,4.2954310217359161E-2,5.0356385004624846E-2,3.8800343398902613E-2,6.6095001692429198E-2,9.5468586578454501E-2,0.11251284686536485,0.15455024547194407,0.15494712290280685,0.1728052536462443,0.17490148529857533,0.23555742407755464,0.27070573304640511,0.20172765341693891,0.26210703021670567,0.27572645837885079,0.2765852183712173,0.31982399258916167,0.40253768202333307,0.48327416045079963,0.45960337334139251,0.55901817616902283,0.65528915912388586,0.60487517200707686]
[null,"Dominican Republic",0,0,0,0,0,0,0,0,0,0,0,0.35111876075731496,0.38589211618257263,0.26936776491540515,0.26777469990766389,0.20764802631578946,0.35499794323323736,0.19197707736389685,0.28670842032011135,0.28517823639774859,0.19429097605893186,0.43486127864897467,0.31564532694282782,0.30302141390437076,0.3412045635447068,0.28598802395209583,0.3318696556505662,0.34033883765815998,0.46098901098901102,0.1533026113671275,0.10113574905354246,0.13658536585365855,0.10016126142268411,0.21744815991033065,0.10224659472846276,0.11776519992696732,0.13650793650793649,9.8535102266445546E-2,0.11249643095079472,0.14245106797693494,9.1526717557251905E-2,7.4638530676045325E-2,8.9211618257261413E-2,0.12142906790852853,0.16571852584714322,0.17851829812555786,0.15424466394971334,0.1417632174723665,0.11646879352656364,0.13094393186657205,0.11941090619609925,0.12131554452373565,0.14555162207649006,0.16396827121590785,0.13108360183143972,0.11423939475817346,0.15684557535798907]
[null,"Ecuador",0,0,0,0,0,0,0,0,0,0,0,0.41904761904761906,0.39838854073410923,0.3463375796178344,0.35842293906810035,0.38574938574938578,0.32509403546480387,0.25398270368684572,0.3036468330134357,0.23185088293001963,0.25860023724792408,0.21134020618556701,0.2162358057501812,0.39995352079944224,0.71274250440917108,0.71939447125932432,0.80047885075818037,0.84881129271916789,0.85552207055486618,0.85872768244063091,0.78547802803591116,0.72770289647261255,0.69121734296831572,0.7839697746592903,0.80611493123772104,0.6122909004626883,0.67922912205567454,0.63057324840764328,0.59742883379247014,0.69625533566162201,0.71701846965699212,0.63990950226244347,0.63299125168236881,0.621946994630175,0.57573403759515307,0.55116370808678505,0.5169449378330373,0.56541656486684588,0.61141520965084761,0.508481878399483,0.45491824286226867,0.55558800623052962,0.5486934827329627,0.48991874811916941,0.49175134734850046,0.52802942315137436,0.60210880866954675]
[null,"Egypt",0,0,0,0,0,0,0,0,0,0,0,0.63028257064266069,0.64142732811140124,0.63607204539847029,0.66819471731063085,0.6543947571318427,0.65619875368973435,0.63947070478347012,0.61518151815181521,0.5677611940298507,0.51750356407413278,0.47935241670577194,0.46394401133947555,0.37934232389195871,0.33161210368687388,0.27538305041642824,0.27734281616065026,0.22877526753864447,0.22738756947953512,0.23947753847631395,0.23504354411207876,0.22349647823731261,0.21235605762073645,0.21936982174240521,0.22251744280382929,0.21948076923076923,0.20955749002538993,0.20515848565756145,0.19410475494711432,0.21436601211767281,0.17703441127164302,0.18432554453543382,0.14646260791568561,0.14064486305327631,0.12998153979802368,0.12140951329469132,0.11733257081459531,0.13059322778892182,0.11900946275946275,0.10069064748201439,0.10047957710019347,9.3268363340660451E-2,8.8794129795660523E-2,8.8057125855400181E-2,8.869192280200143E-2,8.4644697294976382E-2,8.0719611788377318E-2]
[null,"El Salvador",0,0,0,0,0,0,0,0,0,0,0,0.70731707317073167,0.54702970297029707,0.53653217011995635,0.56653225806451613,0.45656565656565656,0.6292134831460674,0.72360248447204967,0.8909218859957776,0.99538562953197096,0.98493150684931507,0.95723449750534573,0.94315789473684208,0.95714285714285718,0.959727385377943,0.93376318874560371,0.95990424895272297,0.82884310618066559,0.87430590610802628,0.91921182266009849,0.93192064923354379,0.73704832390074004,0.75860621326616284,0.68199784405317998,0.58945027009850648,0.57824773413897279,0.68502072232089994,0.53402119353039601,0.53430463576158937,0.64196525515743752,0.58069292271246664,0.54184685830577461,0.51385876114726436,0.57255877034358049,0.54642381163927145,0.58241758241758246,0.57382847038019447,0.56203751505764932,0.62516756032171583,0.56301795580110492,0.65040106951871657,0.62929475587703432,0.60237293570626904,0.60443239795918369,0.59697894905993898,0.57822674903990645,0.58138368983957223]
[null,"Eritrea",0,0,0,0,0,0,0,0,0,0,0,0,0,0,0,0,0,0,0,0,0,0,0,0,0,0,0,0,0,0,0,0,0,0,0,0,0,4.6728971962616819E-3,5.1282051282051282E-3,4.6728971962616819E-3,4.7619047619047623E-3,4.2918454935622317E-3,3.8610038610038611E-3,3.6101083032490976E-3,3.5335689045936395E-3,3.472222222222222E-3,7.4349442379182153E-3,6.9444444444444441E-3,6.9686411149825784E-3,6.7796610169491523E-3,6.4308681672025723E-3,5.9347181008902079E-3,5.5710306406685237E-3,5.4054054054054057E-3,5.1546391752577319E-3,4.9261083743842365E-3,4.7505938242280287E-3]
[null,"Estonia",0,0,0,0,0,0,0,0,0,0,0,0,0,0,0,0,0,0,0,0,0,0,0,0,0,0,0,0,0,0,0,0,8.452370890034655E-5,1.0968520346605243E-4,3.2779720279720281E-4,9.2028068560911082E-4,7.6897726024387561E-4,1.1933174224343676E-3,1.8777138833470249E-3,1.9351717464925011E-3,2.1144132503230352E-3,2.1218908405045383E-3,3.5182361909229507E-3,4.8233093808445716E-3,5.822981366459627E-3,1.087702106810387E-2,1.3357994245787094E-2,1.1894995898277276E-2,1.8618278045553351E-2,6.1624330789383758E-2,8.0530700401110766E-2,9.1444970138835027E-2,0.12342274588451575,9.1902071563088508E-2,0.11160212116342599,0.14445085593383342,0.12434296977660972]
[null,"Ethiopia",0,0,0,0,0,0,0,0,0,0,0,0.51264755480607083,0.51063829787234039,0.56345177664974622,0.59284497444633732,0.60380622837370246,0.63020833333333337,0.69060773480662985,0.71604938271604934,0.70127795527156545,0.7024673439767779,0.70319001386962554,0.72681704260651625,0.73255813953488369,0.75824175824175821,0.76013513513513509,0.78360655737704921,0.80829596412556048,0.81185860889395667,0.82025028441410697,0.88352745424292845,0.89495450785773367,0.92747784045124904,0.91323210412147504,0.93314955203308059,0.93516699410609039,0.94198378041172803,0.97026022304832715,0.97096188747731393,0.98844282238442827,0.98626045400238949,0.99055666003976139,0.98972602739726023,0.99303135888501737,0.99291059472233167,0.99578207381370831,0.99694096053839099,0.95432760078939949,0.87635689700820762,0.8887775551102205,0.99377510040160644,0.99416035353535348,0.99841938883034775,0.99908067111008958,0.9996847083552286,0.99961674810769374,0.99964368430429362]
[null,"Finland",0.61231841952353283,0.76628462273161413,0.84108126721763088,0.7080761099365751,0.65354762838102709,0.67198275862068968,0.65388007054673725,0.69385441527446301,0.58814623752383088,0.43770959507482859,0.42099040516574965,0.49015266823486003,0.44295215618965889,0.40284269404643325,0.45713148275487675,0.46433074777425393,0.32250897282515811,0.36618526799202367,0.27264077017799171,0.27699207501974876,0.25071784425847304,0.33374074164609252,0.31786278081360048,0.32180012797118279,0.29249011857707508,0.2480690321023413,0.25147160313400724,0.25832365828995169,0.24798619102416572,0.24209822175149118,0.29451790278978246,0.31381712827234159,0.34750974447812905,0.31825995841451238,0.27822218159101642,0.30522370578589836,0.25602179522292534,0.29130045102347635,0.34785582966351702,0.30512403357472967,0.33410026294729622,0.28927583707005344,0.2645587352411447,0.22608685340227214,0.29857300949385518,0.33249270352214444,0.27293711730974829,0.2993784232875869,0.35877931604504598,0.30108645881030677,0.29991075191511518,0.32890708969945986,0.40561844030052124,0.35966992716505047,0.3858049167327518,0.44499030569849995,0.44227077030486384]
[null,"Macedonia, FYR",0,0,0,0,0,0,0,0,0,0,0,0,0,0,0,0,0,0,0,0,0,0,0,0,0,0,0,0,0,0,8.5272664119485933E-2,0.14696707105719237,0.13981863149216817,0.10077220077220077,0.1170230678565415,0.13062622309197652,0.12799277217286553,0.13366998366255756,0.1536606129398411,0.20238962552819467,0.17178094259286447,9.8396730587865452E-2,0.12428172713840092,0.20391807658058772,0.22228888555572221,0.21492365312590031,0.23551241792749072,0.15543244075100029,0.133100934875614,0.18599882835383713,0.33484848484848484,0.21216156236129605,0.16671989779623123,0.26140466032162785,0.24041682173427614,0.35936946510804108,0.36702789127731389]
[null,"France",0.54473147790404886,0.48467778278503831,0.41605663538104964,0.4770214610882289,0.35648818626507733,0.44172524925083395,0.47455623437683303,0.3933234091336858,0.41647198156981086,0.39278440500436429,0.39092915230687497,0.31801294843085293,0.28998662390990709,0.26568150437241106,0.30506778273132562,0.32814877977700302,0.23873854180329063,0.36554526015680683,0.30521568020517809,0.27908379042620879,0.27295692322042064,0.26464463229691976,0.25622692733096802,0.23778181805870144,0.20624323964134844,0.183252859403189,0.1758007393787111,0.18973440795660421,0.1984588654953976,0.11892182567020375,0.13369878643045646,0.13220197868967168,0.15453978274432567,0.14238354192660979,0.17058195127193196,0.15361125079142754,0.13448621258543483,0.13264534158391136,0.12767857494884341,0.14466739698064413,0.12967876468653772,0.14256529130531262,0.11597276159167676,0.11229859858273242,0.11242988517873785,9.8606466973617413E-2,0.10947419441512668,0.11683474764807761,0.12972458170648993,0.1311913214618666,0.13852798514733966,0.11502006568901128,0.1483113095259371,0.17034086812790689,0.16442885107556635,0.15814180548529624,0.1763745651487835]
[null,"Gabon",0,0,0,0,0,0,0,0,0,0,0,0,3.7313432835820892E-2,3.0303030303030304E-2,0.51813471502590669,0.56521739130434778,0.49390243902439024,0.67945823927765236,0.67889908256880738,0.59615384615384615,0.49056603773584906,0.69243697478991595,0.73013493253373318,0.7503429355281207,0.76729559748427678,0.7746806039488966,0.78040540540540537,0.77988826815642454,0.77912087912087913,0.77054794520547942,0.7239263803680982,0.7258883248730964,0.7250755287009063,0.71871871871871873,0.70825515947467166,0.70237050043898153,0.64003294892915985,0.64968152866242035,0.60982874162323153,0.63102409638554213,0.61596958174904948,0.62899786780383793,0.62753036437246967,0.59153094462540712,0.58506493506493507,0.52096569250317659,0.57237237237237237,0.46655132641291813,0.49533735600658257,0.52019650655021832,0.47338501291989665,0.41625857002938293,0.4254041570438799,0.4512137077582104,0.40370185092546274,0.4375,0.41352739726027399]
[null,"Georgia",0,0,0,0,0,0,0,0,0,0,0,0,0,0,0,0,0,0,0,0,0,0,0,0,0,0,0,0,0,0,0.55209851355290007,0.57135160098522164,0.58310919849381393,0.63146819703491153,0.61429608127721336,0.63809173411822417,0.83484068456936134,0.84419935781097311,0.83066093077825576,0.8384745542105948,0.78933189655172409,0.79890442554418339,0.93247898580680721,0.91145251396648042,0.87362796071634896,0.85812577404706203,0.72938108961163717,0.81829092654824775,0.84727315745889031,0.86609020799252157,0.92522718293164752,0.77398469688051796,0.74502320783909226,0.8222487324783776,0.80368334779674089,0.78039324286901135,0.80680836357352692]
[null,"Germany",0.10192345154104804,9.4368148177464681E-2,8.309111174246564E-2,7.4999665000602997E-2,6.7719924674117735E-2,8.3192860684184439E-2,8.9459653730126834E-2,8.3462343552396318E-2,7.7272794732389766E-2,5.8395265681983138E-2,6.5002866201812989E-2,4.9573871883489329E-2,4.630494302953906E-2,4.8470423558575886E-2,4.784375376059688E-2,4.7309586471063397E-2,3.5828609259580042E-2,4.4111882793924702E-2,4.3803881475264192E-2,4.2130319757556572E-2,4.7006475961744648E-2,4.8828722123757579E-2,4.7813650239580952E-2,4.4403431136091943E-2,4.1966643681952492E-2,3.8810127554940836E-2,4.0562423703510646E-2,4.2685030360041246E-2,4.1017420660234068E-2,3.7242755163734285E-2,3.486350771478134E-2,3.1687525428030744E-2,3.6979642926741517E-2,3.927370441752618E-2,4.4616863891242468E-2,4.8669892307634556E-2,4.8213971174397255E-2,4.208309687214308E-2,4.5081692690653992E-2,5.1972237555312238E-2,6.1985312232991391E-2,6.5124440182441234E-2,7.6427002821528853E-2,7.5529777022314337E-2,9.2674744929267472E-2,0.10150211107502435,0.11322013111396294,0.13938008057910908,0.1469923389766386,0.16078553679364574,0.1672707366781416,0.20383282720823151,0.23000458540558394,0.24072549747608402,0.26130096569111388,0.29231770122330791,0.29266966160138363]
[null,"Ghana",0,0,0,0,0,0,0,0,0,0,0,0.98811141304347827,0.98927613941018766,0.99028132992327367,0.99245558530055977,0.99022066198595793,0.9888651978204217,0.9885264341957255,0.98621786376888421,0.98868488471391969,0.99228888470942256,0.99348958333333337,0.99436506339303687,0.99066874027993779,0.98198689956331875,0.98972829688535457,0.99318491594729663,1,1,1,1,1,1,0.99651512751465232,0.99541734860883802,0.9968933943754088,0.99969820431567824,0.99491722335172816,0.7753036437246964,0.83586675291073742,0.91499376990170289,0.84094668532892225,0.69242403409872133,0.6606596395783747,0.87448253022023514,0.82925751325869179,0.66654804270462631,0.53410719403840645,0.74423354156655452,0.76769368162536278,0.68810858660371788,0.67508928571428573,0.67124085163007319,0.63988812058115141,0.64730386484610047,0.50892002436689587,0.42908699992321275]
[null,"Gibraltar",0,0,0,0,0,0,0,0,0,0,0,0,0,0,0,0,0,0,0,0,0,0,0,0,0,0,0,0,0,0,0,0,0,0,0,0,0,0,0,0,0,0,0,0,0,0,0,0,0,0,0,0,0,0,0,0,0]
[null,"Greece",0.20305676855895197,0.21883239171374766,0.21950390757730207,0.25427799459621736,0.19824341279799249,0.17326411421155094,0.28756648936170215,0.23830031581969566,0.17768541369008961,0.23294037633189754,0.26843177189409367,0.22937208095485209,0.20402408353021873,0.15003037052034826,0.1562583222370173,0.125,0.10530740346354313,0.10123781933105083,0.14194774346793348,0.16134286489910415,0.1503112170573434,0.1456418586756722,0.15301650051564111,9.7569111453946547E-2,0.11538461538461539,0.10111751982696467,0.11502631204665055,9.2435019610450045E-2,7.1376877148543516E-2,5.5568547208418591E-2,5.0927390366642705E-2,8.6758246369918579E-2,5.9422431161853591E-2,6.109552403178016E-2,6.5302989029494066E-2,8.6297489043318243E-2,0.10341656645681545,9.0501709322738613E-2,8.2005197055002171E-2,9.6264804129972667E-2,7.7566682264857273E-2,5.5241540432587236E-2,6.6308276948744097E-2,0.10175287108194457,0.10062401169809396,0.10779611960893197,0.12760265208793764,7.3256685429988352E-2,9.1397507629704985E-2,0.13397387632173371,0.18341555249533703,0.13761576421280336,0.16703690905201493,0.25123437335854609,0.24188069840891485,0.28655783258075723,0.27368788591590709]
[null,"Guatemala",0,0,0,0,0,0,0,0,0,0,0,0.40392706872370265,0.30476190476190479,0.30396475770925108,0.38101265822784808,0.30948121645796062,0.28850325379609543,0.20409511228533686,0.21518193224592222,0.19322235434007135,0.14651639344262296,0.22073383808969133,0.3122653316645807,0.51392757660167132,0.37876802096985585,0.38766788766788768,0.95733678086619267,0.86202898550724638,0.87445652173913047,0.90705433746425168,0.91628545288197616,0.89588801399825024,0.62751212751212748,0.66272600834492346,0.65266558966074317,0.66439909297052158,0.68644319193117764,0.68222414289830025,0.55722621184919208,0.57013312753231715,0.51719576719576721,0.47976779921461499,0.41738006784041348,0.49214214922837324,0.44779612534130803,0.47484159522922104,0.51959343619887333,0.47624486066697119,0.55414085799495294,0.491102022769979,0.63847970313729896,0.64401611673744963,0.66451282051282057,0.67251908396946569,0.67192571222502706,0.57967291720181524,0.59791164658634544]
[null,"Haiti",0,0,0,0,0,0,0,0,0,0,0,0.47560975609756095,0.85849056603773588,0.78688524590163933,0.91390728476821192,0.92929292929292928,0.91919191919191923,0.79425837320574166,0.82448979591836735,0.73571428571428577,0.73885350318471332,0.70161290322580649,0.6512820512820513,0.5085158150851582,0.50236966824644547,0.52380952380952384,0.76297968397291194,0.68016194331983804,0.76261682242990658,0.73391304347826092,0.79396984924623115,0.74572649572649574,0.75886524822695034,0.75274725274725274,0.8291814946619217,0.51111111111111107,0.44958677685950416,0.33057851239669422,0.46153846153846156,0.58022922636103147,0.51736745886654478,0.47643097643097643,0.47531992687385738,0.47663551401869159,0.47531992687385738,0.4766187050359712,0.47543859649122805,0.32905982905982906,0.37242798353909468,0.28710124826629679,0.30153321976149916,0.17612809315866085,0.2009090909090909,0.13364928909952606,8.7124878993223617E-2,7.9961464354527945E-2,6.5498154981549817E-2]
[null,"Honduras",0,0,0,0,0,0,0,0,0,0,0,0.61892583120204603,0.71867612293144212,0.73868312757201648,0.77071290944123316,0.7407407407407407,0.70588235294117652,0.6816860465116279,0.85243741765480896,0.87074030552291426,0.86313465783664456,0.83097165991902833,0.8080229226361032,0.73151408450704225,0.73199329983249584,0.93548387096774188,0.96945010183299385,0.97217584863661655,0.97236438075742071,0.97601566324033284,0.98275118585597243,0.98550724637681164,0.93555271020059749,0.88134270101483214,0.77815845824411134,0.61326979472140764,0.66481904140854253,0.66485969387755106,0.56310395314787698,0.63740245261984396,0.61973756150902137,0.4970655779535596,0.40545103714423542,0.40008697542944116,0.31130928252938794,0.34943722943722944,0.38328436173685931,0.39464012251148545,0.4027941176470588,0.46208112874779539,0.49019890458345344,0.4318769565809174,0.45866088370832203,0.44352580344045872,0.3819957132650631,0.42253206915783603,0.50836843902994422]
[null,"Hong Kong (China)",0,0,0,0,0,0,0,0,0,0,0,0,0,0,0,0,0,0,0,0,0,0,0,0,0,0,0,0,0,0,0,0,0,0,0,0,0,0,0,0,0,0,0,0,0,0,2.5895331071807754E-5,2.5672622715136577E-5,2.631994525451387E-5,2.5818444696891458E-5,2.4226951832651677E-3,2.0456172650097169E-3,2.3427041499330657E-3,2.4260687471270239E-3,2.6560424966799467E-3,2.7348269696013464E-3,2.7183856971091012E-3]
[null,"Hungary",0,0,0,0,0,6.7102084638096093E-3,8.4309923277969823E-3,6.5652522017614094E-3,6.7654884074496392E-3,6.7524344303077685E-3,6.0514372163388806E-3,6.4025610244097643E-3,6.7389572995160208E-3,5.7246500028339852E-3,4.2665262048986038E-3,7.9620945681906988E-3,7.4829931972789114E-3,6.3669771814374842E-3,5.4026543475707628E-3,5.954565846894245E-3,4.6909029988272746E-3,6.9135802469135806E-3,6.4177598385469223E-3,6.0100814269096548E-3,7.9078432118009356E-3,6.9040155247051798E-3,6.3426453819840365E-3,6.4539984537295373E-3,6.5337119009338763E-3,5.4764882864000537E-3,6.8575045716697145E-3,7.2756399559456659E-3,6.4383777812845192E-3,6.2281634513139906E-3,6.1465015664627781E-3,6.4377682403433476E-3,7.3240239384440011E-3,7.5995140831143886E-3,5.78112395805324E-3,6.5024318037640097E-3,6.9051746185104148E-3,7.0575312371275577E-3,6.5547473518267558E-3,9.840386586615903E-3,2.7767888928444288E-2,5.2298914867434834E-2,4.1635293789564681E-2,4.712212212212212E-2,5.8888194878201128E-2,8.062270246184694E-2,8.0811324288887099E-2,7.5182542546989084E-2,7.6396708531831961E-2,9.2031425364758696E-2,0.10683179096352749,0.10582690659811482,0.10091339966728397]
[null,"Iceland",0.95462794918330307,0.96019900497512434,0.95974235104669892,0.96341463414634143,0.96328928046989726,0.94985250737463123,0.92920353982300885,0.94759206798866857,0.94787379972565156,0.94852135815991234,0.97043010752688175,0.96977174583590375,0.97324414715719065,0.96250000000000002,0.96914623837700764,0.96857511838140331,0.97672519395671697,0.97340425531914898,0.98042113040265977,0.98104906937394243,0.98523869346733672,0.98937784522003036,0.996972199284338,0.99817136886102409,0.99899421674629119,0.99897435897435893,0.99878463782207094,0.99881235154394299,0.99843680214381425,0.99867754022481814,0.99866962305986695,0.99844236760124616,0.99868015838099433,0.99894224666807696,0.9989539748953975,0.99819313390885367,0.99902400936951008,0.99928392409595412,0.99920394841585736,0.99930439621591538,0.99934929724102028,0.9995020540271381,0.99928707224334601,0.99929411764705878,0.99953612431868255,0.99942436104075527,0.99959718026183286,0.99974951991316685,0.9998785449687253,0.99988119282404653,0.99988275983351893,0.99988379524722559,0.99982905008832412,0.99972400088319713,0.99983446449263369,0.99978722272461296,0.99983827493261457]
[null,"India",0,0,0,0,0,0,0,0,0,0,0,0.42224029886719694,0.38577060525270862,0.39808505961866036,0.3636245076814732,0.3876707864907013,0.36441980860743606,0.384309801067443,0.4283340446203997,0.40322280426516338,0.38665714356900233,0.37469205773445174,0.34197989850298977,0.32888216130836817,0.31397303948662159,0.27427640983201318,0.26406204803624045,0.21391615514273096,0.23694335297969876,0.22860149070333827,0.24489293961712419,0.22807402210138572,0.20752652136389654,0.19558813340908146,0.21219099671709998,0.17260539111551715,0.15767293936541688,0.16015130807864975,0.1670110828564112,0.1525807574619345,0.13590948027692351,0.13207043529857815,0.12055161162453194,0.13469424756121731,0.14482500500737583,0.16619018075723532,0.17540424718009159,0.17864185418498138,0.16658665442950099,0.15671270862763564,0.16129976550937708,0.17168881658376958,0.15845973125417387,0.17413942967604229,0.16290275223686854,0.15557449536338935,0.16197132577675147]
[null,"Indonesia",0,0,0,0,0,0,0,0,0,0,0,0.44020501138952162,0.33049574361542311,0.43459915611814348,0.41581147852527556,0.39899665551839464,0.42823529411764705,0.35873425896028416,0.28193114687309023,0.23125302370585391,0.17928552386030391,0.18926455210874868,0.13204691638289823,0.16721717588769611,0.17141388929672588,0.22797559937579798,0.26974932075665148,0.22528835690968443,0.24971231300345226,0.27763746572376968,0.20917133498637769,0.20557043385109802,0.2383831570833233,0.19775330396475771,0.15656762334981891,0.16463095298430558,0.15530683361880573,0.10339421389041499,0.15765396345370206,0.14123261362975034,0.15956067506027324,0.17474865190510991,0.14953288300359463,0.13638536300387699,0.13606517813303595,0.13605532859192812,0.12258777203318505,0.12903883898108351,0.13315832473916131,0.13233061604602803,0.15854024918264559,0.11992890517236679,0.11236814477828326,0.12270160170354596,0.11475100493250716,0.10651155634573305,0.12810673617228382]
[null,"Iran",0,0,0,0,0,0,0,0,0,0,0,0.33053670573719923,0.36930807076311106,0.23501199040767387,0.24426990360585504,0.21942675159235669,0.22962278320143262,0.2219237252423093,0.31485866881644581,0.24734127527500113,0.2511170688114388,0.2501003774190958,0.22172926124638878,0.18791844648429215,0.15712958408482264,0.14150943396226415,0.18082316999831613,0.1816135246877503,0.15359243697478991,0.14269995446957048,0.10292375892524788,0.11003337179927018,0.13876754615877454,0.12890399454096899,9.0927965998192431E-2,8.5760346430378553E-2,8.134966489484631E-2,7.0874034674985931E-2,6.8042990798731925E-2,4.4409135695074431E-2,3.0490266347017292E-2,3.9255293819460982E-2,5.7520148000085057E-2,7.2297534410377048E-2,6.3947567068860164E-2,9.0803423026818209E-2,9.5447421139494087E-2,8.8878648534703356E-2,2.4234372814990909E-2,3.3699236572254598E-2,4.1633935585231735E-2,5.1226400946461602E-2,4.9855275370070319E-2,5.7077207983721623E-2,5.1953868955496724E-2,5.1048878784747342E-2,5.7763218883823256E-2]
[null,"Iraq",0,0,0,0,0,0,0,0,0,0,0,7.1428571428571425E-2,6.8965517241379309E-2,8.2409775504404661E-2,0.10376134889753567,0.10260405074560427,8.761213972132087E-2,8.8937774984286608E-2,9.0363752393107843E-2,0.10177514792899409,6.0616709127646488E-2,5.640835953393749E-2,4.3911007025761124E-2,3.7071362372567189E-2,3.1347962382445138E-2,2.9085014065703525E-2,2.6921523758244716E-2,0.11550422034651266,0.11087420042643924,0.10896898575020955,0.10833333333333334,4.3248438250840938E-2,2.766798418972332E-2,2.2813688212927757E-2,0.02,1.9164173082742157E-2,1.8974068772677342E-2,1.9150268631134844E-2,1.9163031184359348E-2,1.9168013179989229E-2,1.915360501567398E-2,1.9162196521038108E-2,1.5267400998139563E-2,1.5278757939308399E-2,1.526552097847964E-2,0.19736842105263158,0.18023238624604559,0.17257875259499955,9.4475168076339183E-2,8.5264353845747348E-2,9.7468716774351843E-2,6.3020611097712564E-2,9.5440914424790302E-2,8.1424805723871146E-2,4.3250501711722344E-2,3.7066154204518982E-2,4.2121704360864674E-2]
[null,"Ireland",0.41202475685234308,0.30085609457806767,0.2427255985267035,0.22508591065292097,0.23174697014484186,0.25494445949607153,0.21273408239700375,0.18246336996336995,0.15854410857495374,0.11073124406457739,0.13849076152650666,7.3921319796954321E-2,9.8998403251560466E-2,8.7642896026129555E-2,0.10300091731096842,6.9272703097992286E-2,7.1497351949927776E-2,8.3028489081033149E-2,7.2361600663487458E-2,7.7631578947368426E-2,7.9310997539276923E-2,8.1869123373539743E-2,7.6163342830009501E-2,7.2700296735905043E-2,6.1231755072979711E-2,7.0947960139681451E-2,7.4672950353457376E-2,5.392350938316573E-2,6.7623109732454445E-2,5.1130486182946654E-2,4.8984468339307051E-2,4.9966510381781647E-2,5.2091254752851708E-2,4.8300204347018393E-2,5.5799857380556213E-2,4.1411042944785273E-2,4.0327695560253701E-2,4.1088932906699169E-2,5.6039850560398508E-2,5.16425453710085E-2,5.0057026992776581E-2,4.1693731731081519E-2,5.5629352332649033E-2,4.577450625477656E-2,5.5284552845528454E-2,7.3089830640755485E-2,9.1274524266115944E-2,0.10033396775236111,0.11996790156479871,0.14693994348463713,0.13231118682566723,0.19963187925639611,0.19364822047012012,0.22005865102639297,0.24759764414135152,0.27965408021637783,0.24945230033857796]
[null,"Israel",0,0,0,0,0,0,0,0,0,0,0,0,0,0,0,0,0,0,0,0,0,1.541188256145488E-4,1.4661681694890403E-4,6.9662138627655875E-5,1.3637913399249915E-4,1.2960082944530845E-4,3.7420481476861667E-4,5.6570685070996213E-4,5.1674245556014879E-4,1.4667774898547889E-4,1.435544071202986E-4,2.7888816584549595E-4,1.1533566656061088E-3,9.9942340957140103E-4,8.0917534477905999E-4,8.2169268693508624E-4,7.3775783099197685E-4,7.1225071225071229E-4,6.5867474641022263E-4,8.4151472650771393E-4,7.2665900939968594E-4,4.550522172419285E-4,7.0329670329670327E-4,9.1409621394103013E-4,8.2489054337020668E-4,8.0243611374017528E-4,4.9448158550575582E-4,4.46162998215348E-4,5.6138381109434754E-4,1.7997382198952879E-3,2.9014695089689545E-3,5.0436501952110455E-3,7.6821738647365996E-3,9.3115032125501446E-3,1.5144788120960978E-2,1.890200230436272E-2,2.4755136168179648E-2]
[null,"Italy",0.85672441507412034,0.73021636408853519,0.64012763518641858,0.68062399684622532,0.5456153916724551,0.54858706443567329,0.52656837300877035,0.47614840989399293,0.44853746209221884,0.41033828412947487,0.38285434693036668,0.34932214331826983,0.33724438735118828,0.2874454542927819,0.28531291990716234,0.30873657204790844,0.2657139501678174,0.33262406188241855,0.28478676517308904,0.27805741931519168,0.26817968758516192,0.25986007577366249,0.24739586197793495,0.24894924740018545,0.25536640762430696,0.24311199152751636,0.23705762460626273,0.2189195731547415,0.22258707459265534,0.17989039905366583,0.16376022181874481,0.20846513373830963,0.20553918838809349,0.20579762907005847,0.21089446533181777,0.1746600158406498,0.19308014269125057,0.18743002709675327,0.18322524689046146,0.19793253746311545,0.1884819275323126,0.19988672056021833,0.17408803309167953,0.16370800410789513,0.18213383731662705,0.16318218568926021,0.16456444939890993,0.1548072493202951,0.18551193358147783,0.24018936306726552,0.25760359871875971,0.27594728719299644,0.31020390315441071,0.38905348564997966,0.43391606380071623,0.38679225179534171,0.37515411036212026]
[null,"Jamaica",0,0,0,0,0,0,0,0,0,0,0,0.13663484486873509,0.13359722909450766,0.13900320073159581,0.1375383267630311,0.20405654578979718,0.22404692082111438,0.23719055843408174,0.25097601784718349,0.23327412670219064,0.23985680190930789,0.23931116389548693,0.22030456852791877,0.25952260030472318,0.12522796352583587,0.12224938875305623,0.11614401858304298,0.10566037735849057,0.10376843255051885,0.12201885745978924,7.5671277461350689E-2,6.7357512953367879E-2,4.4761190297574395E-2,5.2492745977314695E-2,5.5078534031413613E-2,5.1638359924515355E-2,5.879430274925472E-2,5.9312549960031977E-2,4.9228395061728394E-2,4.8267513996065971E-2,4.8440811383590673E-2,3.4555288461538464E-2,2.2497836746466687E-2,2.5188916876574308E-2,3.2839129832340309E-2,3.6917272972244675E-2,3.9475444935099691E-2,4.9699799866577715E-2,6.1393152302243209E-2,7.3669849931787171E-2,7.6851851851851852E-2,8.7265231333027937E-2,0.1048024012006003,9.5678241319010746E-2,9.6993210475266725E-2,0.10262008733624454,0.12647754137115838]
[null,"Japan",0.50649350649350644,0.51476154428463283,0.44444444444444442,0.43114333937613303,0.3833974466187211,0.39667309798195755,0.36932743774726551,0.28123076923076923,0.27008641294355579,0.23954856143697345,0.2125140924464487,0.21990075737790546,0.19990603711533944,0.14406719568874937,0.18114736878960822,0.17649097741500511,0.16526887998232714,0.13840576835527446,0.12665928013596953,0.1394796186831585,0.15578545091881488,0.15249639826565289,0.15810573098283434,0.15511920728134482,0.13011553425070607,0.14330203121415538,0.14099156017547207,0.12566145543336638,0.1420572490259111,0.13706823235918533,0.11481080804712165,0.12044327891041368,0.10346640711964335,0.1168180387647503,8.0408253966266774E-2,9.5263621669694099E-2,9.0829091709082904E-2,9.87025381127596E-2,0.10077707101287864,9.4420737195438323E-2,9.2967574352886023E-2,9.1683902168982243E-2,8.9681972729734855E-2,0.10403548886597702,0.10113401003301478,8.5832026826931446E-2,9.6709256656286574E-2,8.2242768039099787E-2,8.8631927903015106E-2,9.3197805303155301E-2,9.7169272506603843E-2,0.10577508806314061,0.10064766095857648,0.10909005769086687,0.12524197722197281,0.14262288164849748,0.14752019167233157]
[null,"Jordan",0,0,0,0,0,0,0,0,0,0,0,0,0,0,0,0,0,0,0,0,0,0,0,0,0,0,1.0152284263959391E-3,5.4503729202524387E-3,8.2745939319644503E-3,4.9519370812700263E-3,3.2985156679494229E-3,2.1482277121374865E-3,3.6182722749886929E-3,4.830917874396135E-3,2.9550827423167848E-3,3.3831908831908832E-3,3.7966325519973587E-3,3.1928480204342275E-3,2.3721275018532247E-3,2.4007908487501763E-3,5.6949152542372884E-3,6.7558617035368921E-3,7.50122970978849E-3,6.2546910182636976E-3,6.9142411062785769E-3,6.7329604309094675E-3,5.3956834532374104E-3,5.6918698561649102E-3,5.3475935828877002E-3,4.8346412556053812E-3,4.9401096298301419E-3,4.5060421929405342E-3,4.2178838274282955E-3,3.7073509818687368E-3,3.6223929747530186E-3,9.6770800462816879E-3,4.7032588312807259E-2]
[null,"Kazakhstan",0,0,0,0,0,0,0,0,0,0,0,0,0,0,0,0,0,0,0,0,0,0,0,0,0,0,0,0,0,0,8.4299431213449461E-2,8.3736509117975436E-2,8.3021970713776136E-2,9.850989101802593E-2,0.13824419778002017,0.12497562292794888,0.12417426064568583,0.12498076923076923,0.12495676060636891,0.12910017263884796,0.14673447120255631,0.14212849781029602,0.15237736107778274,0.13504838255096607,0.12035252819478677,0.11578993912774331,0.10840531978732015,0.1066738034935638,9.2870392271589872E-2,8.739677296404523E-2,9.7064588727827111E-2,9.1042431801907936E-2,8.2312507407048277E-2,7.5053838542576107E-2,7.8777553584345378E-2,8.8740278769207648E-2,0.11240117418665066]
[null,"Kenya",0,0,0,0,0,0,0,0,0,0,0,0.60439560439560436,0.60262529832935563,0.57269700332963369,0.67107942973523427,0.70377184912603497,0.55043002345582481,0.70597738287560585,0.79563492063492058,0.84732824427480913,0.73619631901840488,0.8242105263157895,0.84100204498977504,0.92042697719553612,0.89346590909090906,0.94018932874354566,0.8956906967378172,0.86459802538787023,0.95743243243243248,0.96479328165374678,0.92859350850077282,0.95340710541642404,0.95713035870516183,0.96377212389380529,0.9426386233269598,0.89831337081398188,0.90502923976608185,0.83433533734134935,0.81983542659159814,0.66380672838112442,0.46979530703944083,0.66592822330527246,0.78016777801677784,0.83614119534697151,0.74986030918234303,0.71662360034453054,0.70340872889455242,0.71600555641302666,0.63130699088145892,0.55291512915129148,0.69069515823640792,0.66872985170857513,0.74776539733072123,0.69287967552951779,0.81459885541518195,0.87505180273518446,0.79286300246103358]
[null,"South Korea",0,0,0,0,0,0,0,0,0,0,0,0.1252371916508539,0.1154658332629445,8.661045531197302E-2,0.11321651321651321,8.3648111332007946E-2,7.7388934550330926E-2,5.2394027156128932E-2,5.7378609965090449E-2,6.5393258426966291E-2,5.3277477912940734E-2,6.7376327505160788E-2,4.6495988126710262E-2,5.5742067553735924E-2,4.4584448409158491E-2,6.3078593962797594E-2,6.2900070428046018E-2,7.351565509271997E-2,4.2320381666706229E-2,4.8967394204600029E-2,6.0377143616365037E-2,3.0788927641163744E-2,2.4910774573164849E-2,2.9573181389170481E-2,1.4521154274127741E-2,1.6628114321046269E-2,1.3968065941116952E-2,1.3033847483724574E-2,2.0100060628780621E-2,1.8069067386543066E-2,1.4248282650437049E-2,1.3773828432054396E-2,1.0412244848455446E-2,1.4927547633824896E-2,1.2631883298964574E-2,1.0446691451347603E-2,9.9883163049692986E-3,1.0699569152745331E-2,9.857276724572912E-3,1.0376907340660119E-2,1.2453746391312576E-2,1.4381226528834562E-2,1.3359450780227334E-2,1.6328587018559521E-2,1.5668680591940147E-2,1.9382675800068118E-2,2.8424382981160169E-2]
[null,"Kosovo",0,0,0,0,0,0,0,0,0,0,0,0,0,0,0,0,0,0,0,0,0,0,0,0,0,0,0,0,0,0,0,0,0,0,0,0,0,0,0,0,1.758539059857964E-2,1.3903743315508022E-2,1.3997308209959623E-2,1.4325068870523415E-2,2.7682508574228319E-2,2.512337371018394E-2,2.277852954442941E-2,1.9441571871768357E-2,1.4722975590856257E-2,2.4115755627009645E-2,3.0379256965944273E-2,1.8100327529736251E-2,1.6153457849570924E-2,2.1915708812260536E-2,2.7777777777777776E-2,2.2879555482922045E-2,4.0963049657247952E-2]
[null,"Kuwait",0,0,0,0,0,0,0,0,0,0,0,0,0,0,0,0,0,0,0,0,0,0,0,0,0,0,0,0,0,0,0,0,0,0,0,0,0,0,0,0,0,0,0,0,0,0,0,0,0,0,0,0,0,0,0,0,2.8533112677261963E-5]
[null,"Kyrgyzstan",0,0,0,0,0,0,0,0,0,0,0,0,0,0,0,0,0,0,0,0,0,0,0,0,0,0,0,0,0,0,0.63475718281210269,0.63974049103167541,0.66719849155123645,0.79324194534183179,0.89585084434935436,0.77829891494574732,0.77913408353995806,0.76541827091354564,0.79831393014853469,0.85900247612309866,0.8589511754068716,0.85907660788761253,0.85908404630095625,0.85906854004707223,0.85879400303810849,0.85877375595997585,0.85877573504096949,0.85879973027646661,0.85876664687420479,0.92186231164847066,0.9180165289256198,0.93277477239741391,0.93479694092827004,0.93476554136035972,0.912572055997804,0.85188027628549501,0.86668677424219576]
[null,"Latvia",0,0,0,0,0,0,0,0,0,0,0,0,0,0,0,0,0,0,0,0,0,0,0,0,0,0,0,0,0,0,0.67629362214199762,0.5802622253720765,0.65753781950965051,0.73292558613659531,0.74436936936936937,0.73812515707464188,0.59532949456174022,0.65579227696404796,0.74486803519061584,0.67128953771289535,0.68254352030947774,0.66331775700934581,0.62515723270440249,0.58817610062893078,0.68159522286201746,0.69588259274357933,0.56961766509916167,0.59274785160343746,0.60902540766021995,0.63853474591488601,0.5485136562547156,0.50492287495897603,0.66628830874006806,0.56917377999677887,0.54541917914802562,0.50171697090186151,0.54178988326848254]
[null,"Lebanon",0,0,0,0,0,0,0,0,0,0,0,0.61018181818181816,0.52233009708737865,0.26689000558347292,0.41518987341772151,0.43243243243243246,0.4,0.37209302325581395,0.34782608695652173,0.34,0.30886627906976744,0.28333333333333333,0.19696969696969696,0.15555555555555556,0.15394736842105264,0.15151515151515152,0.1342925659472422,0.13260869565217392,0.15,0.2,0.33333333333333331,0.18666666666666668,0.1909307875894988,0.15789473684210525,0.1576003086419753,0.13576974057943572,0.11457286432160804,0.10581327069876688,7.7240972153891571E-2,3.3209962988896669E-2,4.6408268733850129E-2,3.3032437258208508E-2,5.8287482806052268E-2,0.10832075021854884,9.0702947845804988E-2,8.4771861577113222E-2,6.0240963855421686E-2,4.8608226007478189E-2,2.8021936744046277E-2,4.5167380727616002E-2,5.3398676171079427E-2,4.9190345249007027E-2,6.7921219479293138E-2,7.2568193515182705E-2,1.0750891265597149E-2,2.5936755468919211E-2,2.0438737292669876E-2]
[null,"Libya",0,0,0,0,0,0,0,0,0,0,0,0,0,0,0,0,0,0,0,0,0,0,0,0,0,0,0,0,0,0,0,0,0,0,0,0,0,0,0,0,0,0,0,0,4.9312096257211896E-5,8.8214537755822164E-5,1.2119253453987234E-4,1.1435541663490127E-4,1.3953812879369286E-4,1.6461989266782997E-4,1.8428650408501752E-4,2.3077810685026348E-4,2.0423048869438367E-4,2.1100941629520218E-4,2.1202724550104689E-4,2.1327077390632081E-4,2.195992314026901E-4]
[null,"Lithuania",0,0,0,0,0,0,0,0,0,0,0,0,0,0,0,0,0,0,0,0,0,0,0,0,0,0,0,0,0,0,1.4574898785425101E-2,1.151108537955931E-2,1.676730644813457E-2,2.8204392134347639E-2,4.6335212711430034E-2,2.7588757396449705E-2,2.0072655624653653E-2,2.057269947178204E-2,2.4310616218737247E-2,3.1706012682405076E-2,3.057279021670713E-2,2.2838044840551457E-2,2.0700821094021049E-2,1.7633312088379011E-2,2.2824232081911262E-2,3.1911203607353451E-2,3.6018878860644199E-2,4.313288789903489E-2,4.5171456441809858E-2,4.671173939766441E-2,0.18241890268321986,0.26189354686764016,0.26120556414219476,0.36212624584717606,0.40749730312837107,0.39408172851103807,0.56800870511425461]
[null,"Luxembourg",1.3661202185792349E-2,3.7303664921465966E-2,3.0821917808219176E-2,1.4760147601476014E-3,5.0471063257065948E-2,6.6487575554063136E-2,6.4331665475339528E-2,6.8990042674253196E-2,6.8868587491215744E-2,5.9027777777777776E-2,7.0744288872512898E-2,4.1260315078769691E-2,4.7514619883040933E-2,3.3715925394548062E-2,6.6827697262479877E-2,6.7362428842504748E-2,4.1970802919708027E-2,8.2746478873239437E-2,8.2528533801580331E-2,9.7449908925318768E-2,0.12309368191721133,0.17307692307692307,0.20848708487084872,0.23191489361702128,0.20631970260223048,0.20231213872832371,0.19897959183673469,0.2301038062283737,0.21590909090909091,0.16455696202531644,0.13301282051282051,0.13980028530670471,0.12424242424242424,0.12220566318926974,0.17504332755632582,0.21971252566735114,0.17045454545454544,0.2536945812807882,0.39071038251366119,0.33888888888888891,0.4099526066350711,0.19377162629757785,5.3418803418803416E-2,5.019720329867336E-2,5.7658190419869901E-2,6.3022700119474306E-2,6.9708132615471805E-2,8.2786629178381754E-2,0.10381511371973588,8.4708121827411165E-2,8.2662538699690397E-2,9.2830188679245279E-2,0.11171563293434893,0.20010816657652786,0.20944881889763781,0.32284644194756557,0.58237547892720309]
[null,"Malaysia",0,0,0,0,0,0,0,0,0,0,0,0.27562582345191039,0.26756318108045446,0.2321391158600461,0.18952524491333836,0.17363510711817554,0.14638665843113033,0.10226063829787234,0.10850084766287237,0.11911508282476024,0.13891929545228382,0.14333364217548411,0.12637922254286199,0.13583633798401004,0.248726902371599,0.24979925053533192,0.25305312751844278,0.28236036966879052,0.29325134353038446,0.24378340692540088,0.17331421619742787,0.16601385959626394,0.14874313585047239,0.14027461930395232,0.16685421994884911,0.13686155470502837,0.10088299362066283,6.6910837378850438E-2,7.9969033618289928E-2,0.11535572486318274,0.10058479532163743,9.9290979686005296E-2,7.14487737208582E-2,6.4433088225923613E-2,7.0864323562296438E-2,6.2801640196920402E-2,7.1724368251141049E-2,6.6563435743877922E-2,7.6287563521845375E-2,7.0058532968974935E-2,5.9926594329492093E-2,6.714368594082383E-2,7.3834842723301652E-2,8.5776447798305719E-2,9.707802995883881E-2,9.9571684552000689E-2,0.13461636665390017]
[null,"Malta",0,0,0,0,0,0,0,0,0,0,0,0,0,0,0,0,0,0,0,0,0,0,0,0,0,0,0,0,0,0,0,0,0,0,0,0,0,0,0,0,0,0,0,0,0,0,0,0,0,0,4.7303689687795648E-4,4.589261128958238E-3,1.1333914559721011E-2,1.5548645046645935E-2,3.34075723830735E-2,7.6745970836531077E-2,0.15537383177570094]
[null,"Mauritius",0,0,0,0,0,0,0,0,0,0,0,0.5067567567567568,0.55487804878048785,0.52406417112299464,0.30769230769230771,0.32589285714285715,0.29629629629629628,0.25974025974025972,0.1873015873015873,0.23943661971830985,0.30985915492957744,0.25138121546961328,0.37741046831955921,0.18059299191374664,0.24736842105263157,0.44132653061224492,0.41685649202733488,0.43942505133470228,0.31272727272727274,0.3463497453310696,0.31153846153846154,0.30105017502917153,0.32688172043010755,0.27704752275025279,0.22805343511450382,0.26843910806174959,0.25923016496465046,0.24517512508934952,0.27633289986996101,0.20757097791798107,0.29640044994375703,0.28728414442700156,0.27589743589743587,0.2723342939481268,0.27344110854503462,0.25,0.2225531914893617,0.22393509127789046,0.23230348064137663,0.23632130384167638,0.2432130903681666,0.20212376418894179,0.20700750804433321,0.20602493074792244,0.20292815798433775,0.22722722722722724,0.21827744904667981]
[null,"Mexico",0,0,0,0,0,0,0,0,0,0,0,0.46332033892844487,0.44679860302677532,0.44070080862533695,0.41899277766933435,0.35629724068846191,0.37408467300732262,0.3785759390726956,0.29566590629935074,0.30608037368124347,0.26583734058122516,0.34941290648878437,0.30204377373575853,0.26977050942267061,0.28779477740710918,0.29979890094527312,0.24100726830975766,0.21881309974808177,0.23193642933862482,0.24644662503716919,0.24693319060403843,0.22388582095356616,0.25655557562620424,0.25396357418204063,0.19021824088737246,0.23650228574431192,0.24664692341351124,0.19957251944857396,0.17586558715113218,0.20907524411257897,0.19804059803087395,0.17105632091519152,0.15055837889112414,0.12125714914675913,0.14448424340125346,0.15197313851847125,0.15334248764555744,0.14090443016978799,0.17543025824777678,0.12947332252739455,0.16602851885590683,0.14888803009734072,0.13788131290116787,0.13299543262277769,0.17543516331891634,0.15280044026918213,0.15275961205295407]
[null,"Moldova",0,0,0,0,0,0,0,0,0,0,0,0,0,0,0,0,0,0,0,0,0,0,0,0,0,0,0,0,0,0,1.5843659453794463E-2,2.3192450824029771E-2,1.9990737882062366E-2,3.2308089945722408E-2,2.9315617420647474E-2,4.2491803278688525E-2,4.9795918367346939E-2,5.9215625484421018E-2,5.8449612403100773E-2,6.236559139784946E-2,6.7249375668926151E-2,6.2927724920714412E-2,6.5078543069221478E-2,6.3138502763356225E-2,6.4709921043597671E-2,6.2938230383973295E-2,6.1884438608010503E-2,6.3833389773112093E-2,6.4596479574892063E-2,5.7760567925137139E-2,6.6579420906265341E-2,6.0836501901140684E-2,4.6363322992071701E-2,6.9694945446448456E-2,6.204447766772566E-2,5.3685765884091283E-2,4.2217264458555004E-2]
[null,"Mongolia",0,0,0,0,0,0,0,0,0,0,0,0,0,0,0,0,0,0,0,0,0,0,0,0,0,0,0,0,0,0,0,0,0,0,0,0,0,0,0,0,1.3577732518669382E-3,1.325820351342393E-3,1.2853470437017994E-3,1.2746972594008922E-3,1.2110202845897668E-3,1.1699327288680901E-3,1.128668171557562E-3,1.0807889759524452E-3,2.4993751562109472E-3,6.1896509036890321E-3,9.738001391143055E-3,1.3227513227513227E-2,1.2250830564784054E-2,2.4900398406374501E-2,3.757440476190476E-2,3.9905677489570107E-2,3.8821245809070051E-2]
[null,"Montenegro",0,0,0,0,0,0,0,0,0,0,0,0,0,0,0,0,0,0,0,0,0,0,0,0,0,0,0,0,0,0,0,0,0,0,0,0,0,0,0,0,0,0,0,0,0,0.65153631284916202,0.59281842818428188,0.59888059701492535,0.54420084865629426,0.75036231884057969,0.68373943311785179,0.45331325301204817,0.51933895921237694,0.63472750316856785,0.55215884021430828,0.49650349650349651,0.58675581025151224]
[null,"Morocco",0,0,0,0,0,0,0,0,0,0,0,0.66375545851528384,0.61055853098699309,0.4146086956521739,0.43578878748370276,0.31079840929947994,0.27668422511782642,0.34073889166250626,0.32269826800364632,0.32787564766839378,0.28873642081189249,0.1787709497206704,9.3083807973962568E-2,7.1941370026921928E-2,5.2882531426094496E-2,6.6167460857726346E-2,8.2818134981968064E-2,0.10311211098612673,0.10418521816562779,0.12821365248226951,0.12671375155795597,0.133188484519283,9.9187159172754405E-2,4.4702320887991927E-2,7.3234524847428067E-2,5.0529275554085346E-2,0.15608550007975755,0.15324063856396675,0.13702961135101788,6.397828615742536E-2,6.0794526937728369E-2,7.158048650804201E-2,6.8526419428946508E-2,0.10007238508867174,0.10206156452979384,6.1430793157076204E-2,5.9454289166331054E-2,6.0009046589938185E-2,5.9678988326848252E-2,0.13993851974462049,0.17434099357891181,0.10789410541470047,8.6299615877080668E-2,0.14769768520169776,0.12284393542155375,0.1430610986728966,0.14671960673095102]
[null,"Mozambique",0,0,0,0,0,0,0,0,0,0,0,0.33234421364985162,0.32126696832579188,0.29797191887675506,0.89424364123159306,0.86423841059602646,0.87161198288159769,0.87994350282485878,0.9178082191780822,0.86734693877551017,0.65151515151515149,0.24568965517241378,0.59624413145539901,0.56594724220623505,0.61306532663316582,0.68181818181818177,0.5580645161290323,0.5357142857142857,0.49258160237388726,0.60169491525423724,0.62555066079295152,0.6857749469214437,0.78125,0.87755102040816324,0.92658227848101271,0.92892156862745101,0.94327731092436973,0.97213930348258704,0.99606643356643354,0.99688715953307394,0.99546204620462042,0.99629785443836771,0.99701069855254876,0.9966076831392684,0.99607307495304764,0.99841926985321794,0.99864287168351773,0.99919134112963426,0.999140609506181,0.99923362612745392,0.99885995439817588,0.99881164587046944,0.99861532375049455,0.97656931856327622,0.91162712055458495,0.86410887360016075,0.8332799487508008]
[null,"Myanmar",0,0,0,0,0,0,0,0,0,0,0,0.69030390738060776,0.7155963302752294,0.7015834348355664,0.67139479905437349,0.57975460122699385,0.5851648351648352,0.60201511335012592,0.59211584875301693,0.57462686567164178,0.53530598520511097,0.61648745519713266,0.59729381443298968,0.59283582089552234,0.53492063492063491,0.4733364794714488,0.46414253897550112,0.44137931034482758,0.42003593890386343,0.49719326383319967,0.48143664245359158,0.4632050803137841,0.50667556742323094,0.50369276218611525,0.44908180300500833,0.40049321824907519,0.41850443599493031,0.37930258717660292,0.22928243537086251,0.22375511963785299,0.36967565455255957,0.38856899125613137,0.4165351223362273,0.38248847926267282,0.42931003743982887,0.49817154255319152,0.53942245295262814,0.56555711829973432,0.61476895197825432,0.75473865594485923,0.67678642449953597,0.76185650587758413,0.72363026462914648,0.720421327672083,0.62364907819453275,0.58854101440200379,0.54536295964627524]
[null,"Namibia",0,0,0,0,0,0,0,0,0,0,0,0,0,0,0,0,0,0,0,0,0,0,0,0,0,0,0,0,0,0,0,0.95176385889128867,0.982051282051282,0.82862039417309341,0.76887871853546907,0.96840307429547401,0.95632698768197089,0.95015576323987538,0.97350343473994116,0.96691480562448306,0.99218194740582799,1,0.99580125962211341,0.99859254046446166,0.99129804205946337,0.99759036144578317,0.94146948941469488,0.97842639593908631,0.88740458015267176,0.94563758389261743,0.9555555555555556,0.98181818181818181,0.97808886183810106,0.95567242674680686,0.99132176234979974,0.97786458333333337,0.95636875439831104]
[null,"Nepal",0,0,0,0,0,0,0,0,0,0,0,0.77906976744186052,0.78504672897196259,0.77884615384615385,0.8571428571428571,0.85227272727272729,0.90209790209790208,0.88535031847133761,0.87931034482758619,0.88082901554404147,0.93548387096774188,0.96047430830039526,0.98456790123456794,0.99164345403899723,0.98963730569948183,0.99302325581395345,0.99815157116451014,0.98936170212765961,0.96232876712328763,0.99860335195530725,0.99886104783599083,0.96566523605150212,0.94695259593679459,0.93354769560557338,0.91980198019801984,0.96906354515050164,0.96723996723996719,0.90846877673224979,0.90480000000000005,0.95466847090663054,0.98372513562386976,0.9903588644884842,0.99811587376354216,0.99823555359505955,0.99421009098428448,0.99368337939202522,0.99526928675400295,0.99677650429799425,0.99679943100995727,0.99582664526484754,0.99906483790523692,0.99942726231386025,0.99465090090090091,0.9971566676144441,0.99973663418488279,1,1]
[null,"Netherlands",0,0,0,0,0,0,0,0,0,0,0,0,0,0,0,1.4799660879501641E-2,1.4999053958752602E-2,1.4874927083690766E-2,1.9660367556334827E-2,1.7156862745098041E-2,1.5801006079683981E-2,1.6939097310040122E-2,4.3938188088605912E-3,3.8725901089689857E-3,2.7079550160884387E-4,7.0535529890225108E-3,8.2938741475326837E-3,1.0304155278504508E-2,1.2253810460990361E-2,1.3141683778234086E-2,1.1199421965317919E-2,1.2569907506990751E-2,1.2879091862226076E-2,1.4346997757876593E-2,1.5751186347302389E-2,1.730999051338598E-2,2.125891153436428E-2,2.3311720582966378E-2,2.5550128957910333E-2,2.8909132841328414E-2,3.3158170722183175E-2,3.525404909088968E-2,4.1404027880518023E-2,4.0922142576793573E-2,5.2433457822040432E-2,7.450886200098078E-2,8.146064573573604E-2,7.2105738601245667E-2,8.8617598928890207E-2,9.5310974483468355E-2,9.387943321874738E-2,0.10812281178979143,0.12114464946078336,0.11975112054729889,0.11321046626312634,0.12442082311256474,0.12793262134236347]
[null,"New Zealand",0.85583261679564349,0.86291600633914423,0.94463625154130704,0.87359212684527066,0.91892164781906305,0.92866407263294426,0.9360540681050169,0.95005511744255067,0.94907183212267954,0.88076106731352333,0.90509904884502612,0.92860834733169662,0.88184863453131213,0.83962009605525878,0.83806033567027827,0.89856059132464505,0.76901565995525722,0.73702533095139944,0.79814614830813535,0.90988135132687253,0.90392104797309258,0.89409559512652292,0.78037645174209047,0.82025440682444417,0.79157403695469952,0.76597893521858318,0.81718924972004481,0.81319322825452423,0.83034459685513551,0.78120415842847124,0.80006198667286532,0.77189452186448826,0.72587705964613602,0.77024070021881841,0.82052164930704996,0.83852809051078703,0.79063965124886904,0.70093508313347164,0.75646070403062848,0.69524288018615965,0.71501006446352589,0.63555038916405537,0.69280883846515895,0.65790837095699806,0.71868018155734814,0.64028558052434459,0.64263959390862946,0.65378692104355818,0.64056588631829958,0.71537054615331186,0.73011070772264797,0.7588469544755182,0.71700943074650603,0.74122348458446596,0.79111644657863145,0.80006811989100812,0.83930936722980043]
[null,"Nicaragua",0,0,0,0,0,0,0,0,0,0,0,0.34803921568627449,0.53617021276595744,0.55899705014749268,0.51219512195121952,0.47959183673469385,0.44618395303326808,0.24653979238754326,0.29964850615114236,0.49835706462212487,0.52935323383084576,0.49708737864077668,0.44211576846307388,0.38610478359908884,0.56638115631691643,0.56782945736434109,0.47862531433361272,0.51095461658841945,0.52265625000000004,0.64528543938422067,0.6135895676046671,0.60252156602521567,0.50945698596705313,0.57002881844380404,0.4845360824742268,0.45444743935309972,0.43502257902659308,0.41760391198044011,0.27846425419240955,0.27377654662973222,0.2139515099957465,0.19801587301587301,0.24580152671755726,0.27056277056277056,0.27720739219712526,0.34611602753195675,0.30057434588385451,0.28990024937655862,0.35525141326986015,0.30900666087460177,0.37004646078163433,0.33995815899581588,0.42818159265690897,0.52329490874159457,0.53783965865708516,0.50065530799475755,0.52178649237472763]
[null,"Niger",0,0,0,0,0,0,0,0,0,0,0,0,0,0,0,0,0,0,0,0,0,0,0,0,0,0,0,0,0,0,0,0,0,0,0,0,0,0,0,0,0,0,0,0,0,8.7336244541484712E-3,9.1743119266055051E-3,8.9285714285714281E-3,1.3157894736842105E-2,1.1673151750972763E-2,1.0238907849829351E-2,0,0,9.0293453724604959E-3,9.0293453724604959E-3,7.5329566854990581E-3,9.5057034220532317E-3]
[null,"Nigeria",0,0,0,0,0,0,0,0,0,0,0,0.83412824589295176,0.64684845775592315,0.70780952380952378,0.86969829470922611,0.69081986143187069,0.70798830979055039,0.61298535964353917,0.50753439615636597,0.5264415418923224,0.38819919096108246,0.3073559670781893,0.28984997655883732,0.22827958223344427,0.29697239536954584,0.30241659328832793,0.33717258034553221,0.29152241455836664,0.3439162519306676,0.32310934207445563,0.32585604991458073,0.41864897296534198,0.40845355264931915,0.38414339882799037,0.35812246474792353,0.34684997162136594,0.33860740011081697,0.34702488056089842,0.38217192773476277,0.38212443284231462,0.38215522509676103,0.38216272151080066,0.38217683917382222,0.36900515259611572,0.33400617919670444,0.33000552274947959,0.27100822154911292,0.27099834624423363,0.27100900047370913,0.22900338777367649,0.24401822288580069,0.21761485536731523,0.19713648714554449,0.18439912751445486,0.17591312931885489,0.18195125055686373,0.18079425186911349]
[null,"Norway",0.99300343467752195,0.99343016233096659,0.99669525533086789,0.99474592809427309,0.99606547056971984,0.99802219979818363,0.9965245124095351,0.99810868506797501,0.99837487355521282,0.99595514200402746,0.99365728724409985,0.99554527137640092,0.99741093620546806,0.99778170315901904,0.99926943498623666,0.99908269918993298,0.99882968218556856,0.99683049369558896,0.9983547545120548,0.99835667011840978,0.99836417910447761,0.99863383569453856,0.99711104164196318,0.99697195521134996,0.99692177351030786,0.99668058678659388,0.99545858936958187,0.99509648083388724,0.99590238905352502,0.99604706515614094,0.99791959608916958,0.99801018423885024,0.99817268939135184,0.99803705374296259,0.99642993865904583,0.99662145580078865,0.99499512884677832,0.99577352616431658,0.9961608162774519,0.99560869103011762,0.99715109710829342,0.99520304631285694,0.99583077395577391,0.99399075645220258,0.99350631658296018,0.99471747604648619,0.99316130735345065,0.9913453626425297,0.99402961819302105,0.96570442590033512,0.95735166413725381,0.96543776976992834,0.97967621113817316,0.97681089947644761,0.9765672011610208,0.97681278678921601,0.977958837658362]
[null,"Oman",0,0,0,0,0,0,0,0,0,0,0,0,0,0,0,0,0,0,0,0,0,0,0,0,0,0,0,0,0,0,0,0,0,0,0,0,0,0,0,0,0,0,0,0,0,0,0,0,0,0,0,0,0,0,0,0,0]
[null,"Pakistan",0,0,0,0,0,0,0,0,0,0,0,0.48586899101954567,0.48586899101954567,0.51987585054315388,0.4573036187113857,0.4384870737350367,0.52674418604651163,0.47669394134412063,0.60137373737373734,0.58078171299562575,0.58194203285695201,0.56300585232225131,0.53850067842605154,0.57699142001320003,0.58638504091802679,0.53214798069816982,0.53945054515612179,0.53130334808208202,0.50436674624520261,0.49044825294066646,0.44926074376874686,0.44558866491381827,0.43253431673837328,0.3837617975753268,0.42681355615722155,0.40743016661692155,0.35277801268498943,0.35491915372858179,0.34310998349330563,0.29321982365460625,0.25242233836396732,0.26150766257075797,0.29524199513896227,0.33334158109612766,0.29979329432785623,0.32962009633767314,0.32534389541099445,0.30009094615360493,0.30326580509954593,0.29460868106169447,0.33703805729784708,0.29989483647071197,0.31060598179453835,0.31006187785848804,0.31102553557408308,0.32509119660730651,0.33559643167285069]
[null,"Panama",0,0,0,0,0,0,0,0,0,0,0,9.4549499443826471E-2,8.4409136047666339E-2,8.8210347752332482E-2,9.5079232693911594E-2,8.6330935251798566E-2,0.10511363636363637,0.23806321452589105,0.48868175765645805,0.46309859154929578,0.54415011037527594,0.74380600948866626,0.55507662835249039,0.42027690933452433,0.70963364993215738,0.81859504132231409,0.83185156551990724,0.78023212280044929,0.88589292692457988,0.86356589147286822,0.85268695978955278,0.74408602150537639,0.66724078539441956,0.7426120114394662,0.7197262719428742,0.69138959931798805,0.79001046025104604,0.72179708713897806,0.51610594130279175,0.68864628820960694,0.70431757724575406,0.49219359875097579,0.64594747780086903,0.51004304160688663,0.66012844992188857,0.64304101596018537,0.60176991150442483,0.57698265179677821,0.62070038910505831,0.56688358640636294,0.57104158201273192,0.5268473536180005,0.62931535510868297,0.57925876311676716,0.55798427909981696,0.65326340326340326,0.66617674076795885]
[null,"Paraguay",0,0,0,0,0,0,0,0,0,0,0,0.8595744680851064,0.87307692307692308,0.90476190476190477,0.92898272552783112,0.94435075885328834,0.94039735099337751,0.67950963222416816,0.47183098591549294,0.69753979739507954,0.91264667535853972,0.93426042983565105,0.95868945868945865,0.97034400948991695,0.97520661157024791,0.99437515284910738,0.99647414372061782,0.99763415421013013,0.99869921953171903,0.99983561418649569,0.99974250505793638,0.99962522571632995,0.99959470911167603,0.99955465071892102,0.99980778207979792,0.99718256504960101,0.99966538770411351,0.99978373702422141,0.99978381777803982,0.99971137194535309,1,1,1,1,1,1,1,1,1,1,0.99998150408759667,0.99998264642082435,0.99995019506931182,0.99995031549659663,0.99989146557649866,0.99998206084959818,0.99998431889103201]
[null,"Peru",0,0,0,0,0,0,0,0,0,0,0,0.75835993950596536,0.74141221374045807,0.75060060060060063,0.75343595382078066,0.76593186372745492,0.76275896917635166,0.7266086956521739,0.73105887722501139,0.74114853195164077,0.70730734722360677,0.75074404761904767,0.75343794076163606,0.77251451039131247,0.75193403043441298,0.78862191396251347,0.78884769848625269,0.78637726688562049,0.77914698937426208,0.77598892693232313,0.76803302433371956,0.80272061869907474,0.74851394604481025,0.80415991356023775,0.81091642505987649,0.80296085232903869,0.77929597035664655,0.74424694935086644,0.74993270524899058,0.77069327731092441,0.8198754644973385,0.85523149485032246,0.82914069963153347,0.81709125807014482,0.72888064316635748,0.72269500764735872,0.73294831493530233,0.66710099896428454,0.60132593277829172,0.60590968447265325,0.57720813597102261,0.5676006424801775,0.55250318997222847,0.53939686480025739,0.5236845558325679,0.5273051335723612,0.50276370779808566]
[null,"Philippines",0,0,0,0,0,0,0,0,0,0,0,0,0,0.14219626876990749,0.18088449451981298,0.1645940014630578,0.18986137537374287,0.14568965517241381,0.18073607000386049,0.2103495832583798,0.31090010550280417,0.36802453855674544,0.39456869009584666,0.41474783257201453,0.50221907459867798,0.50390933848721775,0.55254124153714124,0.44841445102022792,0.46803048208973469,0.47683103272983224,0.45424849014319901,0.42508479862762683,0.39195979899497485,0.4024605891869521,0.39978996422828261,0.36843830066138356,0.36931957415525363,0.33434681006105987,0.33623550916349992,0.44492179957520755,0.42890262751159197,0.37292242295430394,0.35642808508882334,0.33418964865885908,0.33731257930196401,0.32365159898880974,0.36028388778331544,0.31599872506752108,0.33915917199651435,0.32585068070606094,0.26298308287325439,0.28655892216953854,0.28444481013699757,0.26403688252331731,0.25597318215940568,0.2541346632206084,0.24196834697181624]
[null,"Poland",2.1924731917218769E-2,1.9075682382133995E-2,2.1830109716095464E-2,1.7893397579924745E-2,1.7762995811776299E-2,2.1056958845293017E-2,1.9723366064829481E-2,1.9542765662521232E-2,1.8964864523805233E-2,1.4910934685435986E-2,2.8408649890556841E-2,2.401599148654673E-2,2.2197383128410811E-2,2.001001096438957E-2,2.5824193884147209E-2,2.2741362208629524E-2,1.7636616239580117E-2,2.0399357355978885E-2,1.9223252056531824E-2,1.7522984471571162E-2,2.1473280359844884E-2,2.1081407880556211E-2,1.5548042765698203E-2,1.6400834131770275E-2,1.3195531735517282E-2,1.6577965826834337E-2,1.3885468426313578E-2,1.2925355028967018E-2,1.3292383119307416E-2,1.1945380584570085E-2,1.0951158724844697E-2,1.1361581580374902E-2,1.2380726468585245E-2,1.1754528414997837E-2,1.3383948264738097E-2,1.4265699566556237E-2,1.461818490870717E-2,1.5127541065029979E-2,1.7993762919919585E-2,1.6799880000857137E-2,1.6287873496584577E-2,1.9363906457650588E-2,1.9417680124071045E-2,1.499910005399676E-2,2.1022615535889872E-2,2.4762002845023463E-2,2.6691299047050334E-2,3.4202354482524046E-2,4.271217115894254E-2,5.7424183270359516E-2,6.9311027506700026E-2,8.0536789318162313E-2,0.10437756244163972,0.10405311482605992,0.12518611048022812,0.13802398671055915,0.13726505088683322]
[null,"Portugal",0.96462336078072586,0.9596375617792422,0.92691115702479343,0.94385641969627243,0.88757519186890688,0.89665523156089189,0.98118616735352082,0.95408678102926336,0.86711495357028501,0.96134772462077012,0.80532401183113744,0.79951874366767983,0.81436651583710407,0.768484477124183,0.74946186242395885,0.62106345201383051,0.49940274736213419,0.74047186932849363,0.75642167271730942,0.71182128451753024,0.54813889254241743,0.38556134259259262,0.47366022009507064,0.46701379272143134,0.52815837457671266,0.59760765550239237,0.44866433807251438,0.48584788340048751,0.57475468331846569,0.25370856002191866,0.34715263566438503,0.33123654467169,0.18570030044222394,0.30454985479186836,0.37144954362673133,0.28300748250060342,0.45861057035767205,0.41679362475096682,0.363610661320585,0.20091345481660997,0.2966891081803929,0.34095044186449491,0.21320920043811611,0.38053782162894179,0.27470051531443102,0.17883432926301204,0.32365777338603424,0.34582906857727735,0.32197910940076968,0.36964956954043893,0.5280773313963234,0.46475100215849524,0.42500438827453046,0.58319151462381758,0.60740199003060102,0.47525351014040562,0.54594375063458223]
[null,"Qatar",0,0,0,0,0,0,0,0,0,0,0,0,0,0,0,0,0,0,0,0,0,0,0,0,0,0,0,0,0,0,0,0,0,0,0,0,0,0,0,0,0,0,0,0,0,0,0,0,0,0,0,0,0,0,0,0,0]
[null,"Romania",0,0,0,0,0,0,0,0,0,0,0,0.11393014649972119,0.16904164460507839,0.16133307680796938,0.17276099629040806,0.1742521546508814,0.13913774757148251,0.15611948277590296,0.16518558867014241,0.17462615311166896,0.18725365260943011,0.18159913313752887,0.17199152665331824,0.14286934244235697,0.15803647424895698,0.17701690384026289,0.14322054108481941,0.15131552303684004,0.19617110538753618,0.18032722047171429,0.17744017167115023,0.25681742161505555,0.2159239782267737,0.23017160573941886,0.23661491584445735,0.2816623359092903,0.25680521597392014,0.30657240848323652,0.35311051293554657,0.36067836718595936,0.28455347171409867,0.27703931979356178,0.29321275235224264,0.24051505259339861,0.29234145737092693,0.34021173817178058,0.29283697784582996,0.25949767321194039,0.26516411109058441,0.26935799518539688,0.33487850343951564,0.26314940563557476,0.25395583080954165,0.34421552548858819,0.41606085702892548,0.397469736961864,0.4175090951312021]
[null,"Russian Federation",0,0,0,0,0,0,0,0,0,0,0,0,0,0,0,0,0,0,0,0,0,0,0,0,0,0,0,0,0,0,0.15338141037488265,0.15694140313791061,0.17046556596757401,0.18149904468129185,0.20007178119081337,0.20426622709906336,0.18127057811351438,0.18800514658402687,0.19191129390490555,0.18992437425104719,0.18729605644473044,0.19567023825721075,0.18260857831672125,0.17076694577875773,0.18956237465117404,0.18202529755803185,0.17493824614006934,0.17520640932150119,0.15914105029607167,0.17644046482735634,0.16120588814379858,0.15803023928752205,0.15563731105859557,0.1717463022024624,0.1656825119807066,0.1585579515457155,0.17053202870668399]
[null,"Saudi Arabia",0,0,0,0,0,0,0,0,0,0,0,0,0,0,0,0,0,0,0,0,0,0,0,0,0,0,0,0,0,0,0,0,0,0,0,0,0,0,0,0,0,0,0,0,0,0,0,0,0,0,0,0,3.6808009422850412E-6,3.5209160015069521E-6,3.207122377375676E-6,2.9555893149535085E-6,2.9001563184255633E-6]
[null,"Senegal",0,0,0,0,0,0,0,0,0,0,0,9.711286089238845E-2,9.5000000000000001E-2,8.5972850678733032E-2,8.666666666666667E-2,8.1419624217118999E-2,7.6023391812865493E-2,7.0546737213403876E-2,6.4516129032258063E-2,5.9171597633136092E-2,5.9171597633136092E-2,5.6100981767180924E-2,6.222222222222222E-2,5.6074766355140186E-2,5.204460966542751E-2,5.2303860523038606E-2,5.2434456928838954E-2,4.971098265895954E-2,4.8260381593714929E-2,4.6688382193268187E-2,4.656084656084656E-2,4.540763673890609E-2,4.2775665399239542E-2,4.3394406943105111E-2,4.2056074766355138E-2,4.0636042402826852E-2,3.906899418121363E-2,3.7180480247869865E-2,3.6189069423929097E-2,3.5765379113018601E-2,3.3042394014962596E-2,3.2769556025369982E-2,0.12915851272015655,0.18342644320297952,0.14929328621908128,0.12657232704402516,0.11849118491184912,8.3207831325301199E-2,9.7771387491013662E-2,0.10216934919524143,0.10728218465539661,0.10695017454776261,9.8260869565217387E-2,0.10418421791631564,0.10017980991523247,9.8771380390267408E-2,9.6253085034776753E-2]
[null,"Serbia",0,0,0,0,0,0,0,0,0,0,0,0,0,0,0,0,0,0,0,0,0,0,0,0,0,0,0,0,0,0,0.2312933476604474,0.28866109845608706,0.3108693269019952,0.32407407407407407,0.32407407407407407,0.35366631859844527,0.40892193308550184,0.3407822720598051,0.34098603470165045,0.41065549236755461,0.35149384885764501,0.35439795046968403,0.33513976041072446,0.27854436464400839,0.29509632224168125,0.32987881778801337,0.30056741865628683,0.27461012311901506,0.25967255844261627,0.27946127946127947,0.31774577131710446,0.22793498842836105,0.25689087943380057,0.2606368062813878,0.32984512348262873,0.26905173560313872,0.28137463096286319]
[null,"Singapore",0,0,0,0,0,0,0,0,0,0,0,0,0,0,0,0,0,0,0,0,0,0,0,0,0,0,7.9887218045112778E-3,7.1374590645730124E-3,6.4821169831464961E-3,6.0130164119977366E-3,5.4091892579865089E-3,1.4479049701554282E-2,1.3862170419825733E-2,1.2920577998101467E-2,1.1751163125329752E-2,1.1014206078043518E-2,1.016597510373444E-2,9.1084839021488579E-3,8.6343612334801763E-3,8.2994579945799458E-3,7.7372493289120476E-3,1.4294780742845055E-2,1.3645280406185092E-2,1.4009962640099627E-2,1.3012414767324985E-2,1.2508832072854787E-2,1.2093707215658436E-2,1.1839642136484089E-2,1.2584797564542033E-2,1.2982600888155499E-2,1.3050858667136967E-2,1.3277413186144553E-2,1.3582848991931191E-2,1.5468323292126164E-2,1.6626164439044147E-2,1.8208866408806902E-2,1.892891013606364E-2]
[null,"Slovakia",0,0,0,0,0,0,0,0,0,0,0,0.13584905660377358,0.13076207392370803,0.10748841369217009,0.17251280459413318,0.14974942030069563,0.13907832196734862,0.15731364735088521,0.1463841368584759,0.11185655762037641,0.11303651024189913,9.9771631565592489E-2,8.7392405063291143E-2,9.5257903494176371E-2,7.7956584950117813E-2,9.6468443836864884E-2,7.0588731088541454E-2,8.3556785745177747E-2,7.8027743197581365E-2,8.3846153846153848E-2,7.3734164803702401E-2,5.803553027492684E-2,8.3376377410468314E-2,0.1441939777075362,0.17106606960483933,0.18465264113818677,0.16606427280584585,0.16221610186404822,0.16582465412715686,0.15918875644903041,0.14984739268783687,0.15949899547965846,0.168260275673662,0.11556832117730588,0.13545633617859487,0.14914519009951518,0.15369108188537967,0.17689660117596442,0.15865785813630043,0.1894749025811181,0.21628313428488202,0.17671804298642535,0.19323637390567636,0.22280283369572843,0.22944599970531898,0.22679483328326824,0.24719394413991125]
[null,"Slovenia",0,0,0,0,0,0,0,0,0,0,0,0,0,0,0,0,0,0,0,0,0,0,0,0,0,0,0,0,0,0,0.23706203792992606,0.28311362209667296,0.27730071289695396,0.25405993638037838,0.26359053896859247,0.25183923178192519,0.28130504710117177,0.23466909532483304,0.25123834498834496,0.28442165585884482,0.28655314151497357,0.26738559380616617,0.23386765310316482,0.22279305354558609,0.27601335865365728,0.23648872130713766,0.24498842209725438,0.22462274812205013,0.26269894505762548,0.29915259403767602,0.29215625961242697,0.2437951617970468,0.27842809364548493,0.32323360111328991,0.38518906950999243,0.29391914692582843,0.31175636520559769]
[null,"South Africa",0,0,0,0,0,0,0,0,0,0,0,2.0495178143356452E-3,1.4012567626600357E-2,1.529740642956981E-2,1.6254559030470118E-2,1.4954468982829065E-2,2.3639708662012652E-2,2.4202283281251947E-2,2.2569115697784511E-2,1.2746802157151134E-2,1.002516397004578E-2,1.4543886816358133E-2,8.5369542567136081E-3,4.9124023711629595E-3,4.1401744787816054E-3,4.4135121371583772E-3,1.1081826623695855E-2,1.0737123088466723E-2,2.0173793209049495E-2,1.6997289305076393E-2,6.1069625419475767E-3,1.1891034880368983E-2,4.509555820745156E-3,8.4217326849752824E-4,5.960937543361103E-3,2.8535826217357765E-3,6.9124192966275016E-3,1.0772355766916642E-2,8.9971126462153987E-3,4.6052828531797903E-3,6.7745396632938309E-3,1.1010073352452047E-2,1.2087992533079555E-2,4.1773334255863831E-3,5.0678620346158634E-3,6.6224618371857639E-3,1.2632997277268179E-2,4.3723608445297504E-3,5.8038736845400932E-3,6.8431821404695828E-3,9.3786041582244947E-3,9.0647825684963164E-3,5.888283453570434E-3,5.8216689310878703E-3,1.3709008261481295E-2,2.4045943842811751E-2,3.1108064445005672E-2]
[null,"South Sudan",0,0,0,0,0,0,0,0,0,0,0,0,0,0,0,0,0,0,0,0,0,0,0,0,0,0,0,0,0,0,0,0,0,0,0,0,0,0,0,0,0,0,0,0,0,0,0,0,0,0,0,0,4.4943820224719105E-3,4.2372881355932203E-3,4.0816326530612249E-3,3.4602076124567475E-3,4.5558086560364463E-3]
[null,"Spain",0.83936821747072099,0.76539898457706679,0.70172451429818816,0.81627215507587747,0.6992481203007519,0.62057117639641912,0.72342684253828393,0.55786182104692961,0.53236122328698343,0.58811207625490047,0.49409445322629347,0.51746366810099864,0.52315394242803503,0.3828707375099128,0.38237424446775564,0.31886282248045017,0.23664070816292229,0.43087097713860328,0.41273604102230182,0.44552687124533202,0.27385421053595299,0.20333466671515327,0.2362694483111025,0.23927438506474372,0.27123092814928962,0.25393059856548078,0.21081199114078047,0.21074461185768367,0.25918576459042891,0.13512228260869566,0.17216248032485484,0.17970390761814292,0.12509253350350988,0.16163253752275814,0.18060682900150402,0.14720162322761418,0.23790845903152308,0.19546173082311641,0.190736948787954,0.13266808202606917,0.15613726173609571,0.21153573865025938,0.1383061642151244,0.21679044587720014,0.18134696297153102,0.14601392319784415,0.17642819928141767,0.19309300653659733,0.19983085620204644,0.25381249807276551,0.32775543041029764,0.30021644204944209,0.29584748011512474,0.39583577608413723,0.40105255883818453,0.34963609583589922,0.38568200833735705]
[null,"Sri Lanka",0,0,0,0,0,0,0,0,0,0,0,0.92666666666666664,0.86030150753768841,0.68671193016488841,0.92771084337349397,0.95909486510008701,0.94342762063227958,0.96348096348096346,0.98628158844765346,0.95803278688524585,0.88669064748201443,0.83974358974358976,0.77831558567279768,0.575685903500473,0.92481203007518797,0.97199675324675328,0.99736048265460031,0.80421130402659768,0.92783136834583779,0.98040587823652903,0.99841269841269842,0.92271246668640805,0.8192090395480226,0.95400854486051767,0.93207203100068381,0.92711370262390669,0.71788079470198674,0.66997084548104957,0.68889670948442727,0.67480595084087969,0.45802398629354657,0.4601091284471317,0.38182587836884435,0.42897874546397097,0.36138433515482699,0.37226512226512226,0.49,0.40066659933340065,0.41539230384807596,0.39295013018225516,0.53115452272937691,0.40847486704408992,0.29241240231913285,0.59876902603343596,0.39202311210978252,0.48475193445607645,0.32630915709885189]
[null,"Sudan",0,0,0,0,0,0,0,0,0,0,0,0.49494949494949497,0.6471631205673759,0.7,0.71826625386996901,0.72608695652173916,0.75300400534045397,0.6608478802992519,0.63005780346820806,0.61721991701244816,0.70012239902080786,0.70035671819262779,0.70033296337402884,0.69989281886388,0.69989929506545823,0.59967453213995114,0.65171898355754854,0.65192168237853521,0.64731494920174171,0.65567765567765568,0.63234323432343231,0.62492474413004218,0.66646266829865364,0.64709371293001183,0.60333692142088269,0.52145922746781115,0.52060106640814352,0.49023255813953487,0.53051881993896233,0.49938093272802309,0.46049046321525888,0.44647887323943664,0.41610087293889425,0.34675014907573048,0.3192962215171618,0.32958703606900158,0.30303030303030304,0.28898625771758613,0.26571013439883762,0.49730395932830074,0.82704360581410852,0.76487285629804846,0.7014624841034337,0.80853753403344997,0.78349156118143459,0.64535908638001072,0.55797352553884538]
[null,"Suriname",0,0,0,0,0,0,0,0,0,0,0,0,0,0,0,0,0,0,0,0,0,0,0,0,0,0,0,0,0,0,0,0,0,0,0,0,0,0,0,0,0.88395904436860073,0.8663967611336032,0.79376854599406532,0.7261098570353649,0.65600568585643215,0.5270092226613966,0.66883963494132981,0.7414790996784566,0.77945443993035401,0.76781609195402301,0.70185614849187938,0.6063557150179395,0.63235294117647056,0.59935897435897434,0.62339449541284409,0.60053144375553591,0.56923837784371911]
[null,"Sweden",0.88819555759102353,0.9504821813833797,0.95975147899700486,0.93236488981903243,0.94942878567332711,0.94567121613363214,0.89856589759797723,0.91572219538478694,0.86708770681373426,0.7204367744824498,0.68682751336721892,0.78414043947455436,0.75319944733646882,0.77211119651550086,0.76716815337504995,0.71951037838911514,0.63878599870358366,0.59846203424863043,0.62474699625339136,0.64615109502871693,0.61868225424643886,0.58995002236353378,0.56342953613634539,0.59699271601649684,0.56591329461011775,0.53315170024681591,0.45561397410272009,0.50564815005103547,0.49384445314162906,0.51736684485991769,0.51000109601052168,0.44300877730149008,0.5233321455980704,0.52924328901801754,0.43028731604765241,0.47578779848003616,0.3840158717742681,0.48277549160221439,0.4918288819895334,0.48274325423991526,0.57246731069812917,0.515616200996318,0.48496932515337421,0.43382651666802091,0.44949331786145191,0.51294162220187545,0.49600798403193613,0.52026904443533595,0.5430904505850801,0.58419958419958418,0.55301764785127305,0.55944600476526418,0.59067749765675692,0.54033496481105137,0.55837685765268241,0.63262747713532308,0.57172639857336216]
[null,"Switzerland",0.99130434782608701,0.99146397430013766,0.98846656705267089,0.98806755867514806,0.98547486033519549,0.97918978912319643,0.97538873805578086,0.96878251821019767,0.95475407701572212,0.9242347025447627,0.88883137796181277,0.86190308200506716,0.76755858088396756,0.75788358638672348,0.7484771710419923,0.7788687498545801,0.71899246286854357,0.77923294835476142,0.75692307692307692,0.70045089629385238,0.68454592631032696,0.69292356368406838,0.69937914222594655,0.68619599578503687,0.61624457673292299,0.58364693807731782,0.5900143258874091,0.59838421634492733,0.60833137839739937,0.56375002325624668,0.54982542915333144,0.57163701568103509,0.56909384003292629,0.59572790009858689,0.60573219199021711,0.57429957588998848,0.52208849620451192,0.56016905407149309,0.54856831022085262,0.59375591571651154,0.57000483939265623,0.59397956598834756,0.55220346750171845,0.54724770642201837,0.54413215376184143,0.55858381352852615,0.51726857216428479,0.54906004003672537,0.55679038128766634,0.5554422329878661,0.5672954641797372,0.54092990713649658,0.59474611094804819,0.59193830034924333,0.58015463182220195,0.62197981754088683,0.61870397643593522]
[null,"Syrian Arab Republic",0,0,0,0,0,0,0,0,0,0,0,3.7918215613382898E-2,4.103242885506287E-2,1.1946591707659873E-2,0.19572953736654805,0.37669512807634353,0.59420289855072461,0.80473372781065089,0.72971090212469525,0.67830351990767457,0.64671717171717169,0.56517116733999573,0.48965745490650342,0.39376053962900504,0.45485636114911082,0.42314510002532285,0.36011080332409973,0.35799223932907748,0.29290617848970252,0.26513629842180775,0.23494961674274395,0.22037934148944904,0.21015761821366025,0.20541224877354011,0.16809379528388882,0.15102286401925391,0.13903276811515183,0.13325133251332513,0.12760527435133986,0.11919891318637978,0.12812785025974541,0.12765798143156634,8.74950915646307E-2,9.3387058544678839E-2,0.13015556317610749,0.12380134535566051,0.10581230051229783,9.0005693287096941E-2,6.9936377154279306E-2,4.3086727625380995E-2,5.5846422338568937E-2,7.8428093645484948E-2,9.2280061577056843E-2,0.11933648912049008,0.11025773924515855,2.2967411856300746E-2,5.1291961130742046E-2]
[null,"Chinese Taipei",0,0,0,0,0,0,0,0,0,0,0,0.19549680602112454,0.19964858335163629,0.16392572944297082,0.21905116625541227,0.21999665467926738,0.1531418761846858,0.12990829243089641,0.13853707526641745,0.1154828431992313,6.8674161522754476E-2,0.11426731539782484,0.11279116323983136,0.10392773140728098,8.4123972169512964E-2,0.10989896031629814,0.10049963141944467,8.1574663312120765E-2,6.2529252082748288E-2,5.9168287937743189E-2,7.2218828480282354E-2,3.9538579851320171E-2,6.3218778618595456E-2,3.650250899240641E-2,4.1900158098186424E-2,3.7489831493317839E-2,3.4453952434222952E-2,3.9024123257118619E-2,4.2725784103791409E-2,3.4864900774238747E-2,3.1104612521600426E-2,3.4283483861174656E-2,2.072151431966239E-2,2.2362566943944954E-2,2.3631603666107108E-2,2.6484970226777559E-2,2.7030528647868955E-2,2.9508169306152483E-2,2.9440569564736039E-2,2.8760231283322068E-2,3.0020292290979154E-2,2.9665133232174828E-2,3.6827149665115869E-2,3.7385015491804598E-2,3.2763211160589167E-2,3.5311188674065651E-2,4.2305303593746409E-2]
[null,"Tajikistan",0,0,0,0,0,0,0,0,0,0,0,0,0,0,0,0,0,0,0,0,0,0,0,0,0,0,0,0,0,0,0.90929130386862123,0.93271910367969058,0.94685530852455113,0.96488360295361031,0.98286420916264283,0.98455311973018544,0.98426503784357988,0.97915030346304888,0.98107058660379975,0.97657783123377861,0.98441777216256054,0.98776248087887641,0.99098157103646578,0.98952086740565748,0.99078285125219812,0.99280280866003512,0.98618246235606732,0.97827826683434316,0.97850993992692137,0.98653595582304399,0.99787039853970183,0.99765981032146811,0.99564039118652059,0.99742915571136426,0.99009900990099009,0.99056054072951871,0.9651810584958217]
[null,"Tanzania",0,0,0,0,0,0,0,0,0,0,0,0.62932790224032586,0.5977653631284916,0.50859106529209619,0.48595041322314048,0.68088467614533965,0.75075075075075071,0.75691411935953423,0.74820143884892087,0.68359375,0.86363636363636365,0.87742718446601942,0.87590361445783127,0.87043580683156652,0.84815618221258138,0.8719211822660099,0.90226876090750441,0.90487421383647804,0.90856313497822927,0.94035785288270379,0.95147420147420148,0.94731064763995609,0.90859030837004406,0.8884816753926702,0.84166198764738909,0.7998960498960499,0.86278381046396846,0.75508077123501827,0.96651162790697676,0.93714781100996969,0.86367313915857602,0.94793536804308798,0.96249115357395609,0.95863106430989098,0.60245656081485921,0.50014064697609006,0.41676334106728541,0.60372848948374758,0.60423786739576213,0.55789917738873651,0.51687523701175575,0.39799725112900058,0.32188226874217213,0.2950681703416933,0.42289757195690625,0.33625273694088209,0.34466990568733924]
[null,"Thailand",0,0,0,0,0,0,0,0,0,0,0,0.40291166633877629,0.2892050209205021,0.26968871037153924,0.33238674780256933,0.4027251184834123,0.3701404437207409,0.29217002237136463,0.16697000870459761,0.24272855761362791,8.8243449327602932E-2,0.19350640900514021,0.22978315562477536,0.19410267288926603,0.19411149162861491,0.15996359538874924,0.22470364526439293,0.14222392852156918,0.11637506160670281,0.14890659252526334,0.11264034770010865,9.1401813290823947E-2,7.4240779011524052E-2,5.8400492059236364E-2,6.3433412478750159E-2,8.7421799882621776E-2,9.1293604327597339E-2,8.0932357925900505E-2,6.1053613467774173E-2,4.8889925476737858E-2,6.8110068037133903E-2,6.6363991407928133E-2,7.4844284626604168E-2,7.2249814075549437E-2,5.8237291910249983E-2,5.5447551759873523E-2,6.9171555837453685E-2,6.9138919499504806E-2,6.5978863972433632E-2,6.8971791312317204E-2,5.6098845300334751E-2,8.0479001993704766E-2,8.2776250885131006E-2,8.1329195758986297E-2,8.3589246425440758E-2,8.3936691101482427E-2,0.1519488190005279]
[null,"Togo",0,0,0,0,0,0,0,0,0,0,0,0.49673202614379086,0.37748344370860926,0.37623762376237624,0.5714285714285714,0.69852941176470584,0.6386554621848739,0.73076923076923073,0.72457627118644063,0.35849056603773582,0.74509803921568629,0.71698113207547165,0.73076923076923073,0.34545454545454546,0.25675675675675674,0.68468468468468469,0.71028037383177567,0.68468468468468469,0.6386554621848739,0.7421875,0.60126582278481011,0.6819787985865724,0.76646706586826352,0.79584775086505188,0.59919028340080971,0.82524271844660191,0.79831932773109249,0.64583333333333337,0.5714285714285714,0.48130841121495327,0.5714285714285714,0.4065040650406504,0.57236842105263153,0.70454545454545459,0.44623655913978494,0.40211640211640209,0.42533936651583709,0.52040816326530615,0.75609756097560976,0.75,0.54189944134078216,0.8671875,0.84684684684684686,0.81720430107526887,0.86206896551724133,0.75308641975308643,0.90086206896551724]
[null,"Trinidad and Tobago",0,0,0,0,0,0,0,0,0,0,0,3.5317860746720484E-2,3.1531531531531529E-2,2.6244343891402715E-2,2.1701388888888888E-2,2.0052310374891021E-2,1.4660493827160493E-2,1.5818431911966989E-2,1.8625561978163133E-2,1.5633423180592992E-2,1.2776412776412777E-2,8.3114610673665785E-3,6.6765578635014835E-3,5.5077452667814117E-3,4.3246839654025281E-3,5.6235527621567982E-3,7.9003342449103613E-3,8.9054869290433776E-3,7.7474892395982785E-3,7.5845974329054842E-3,8.6664802907464363E-3,6.7204301075268818E-3,7.545271629778672E-3,7.3356038773906207E-3,7.8643401327107391E-3,7.6619456698397955E-3,3.743668795419511E-3,3.6086607858861267E-3,3.4822983168891469E-3,3.4305317324185248E-3,3.6636746656896865E-3,5.1381998582565556E-3,4.6066619418851876E-3,1.8642224638806897E-3,3.5769828926905133E-3,3.1170303202040237E-3,6.2586926286509036E-3,2.4752475247524753E-3,2.5869874531108525E-3,2.4225423944919037E-3,0,0,0,0,0,0,0]
[null,"Tunisia",0,0,0,0,0,0,0,0,0,0,0,5.6155507559395246E-2,5.1087984862819298E-2,6.1916878710771839E-2,1.6516516516516516E-2,2.2727272727272728E-2,3.3877038895859475E-2,1.7184035476718405E-2,1.3928914505283382E-2,1.6969696969696971E-2,8.2079343365253077E-3,9.4936708860759497E-3,1.1991164405175133E-2,8.1667136018023084E-3,1.7010309278350514E-2,2.6995027231825716E-2,1.20186957489428E-2,2.4706867671691793E-2,9.4194540561322575E-3,6.6469719350073855E-3,7.9160213388401301E-3,1.824212271973466E-2,1.0479272615194945E-2,9.6603773584905666E-3,5.6753688989784334E-3,5.0854087886295475E-3,8.4521256465245366E-3,5.1868442767888717E-3,7.9251513483764441E-3,9.0027008102430729E-3,8.2106455266138158E-3,6.8469101123595508E-3,7.9385187061903548E-3,1.7626217891939768E-2,1.6582914572864323E-2,1.4769765421372719E-2,9.9532960722762426E-3,6.6962661037921244E-3,4.8040103042539858E-3,1.1539470233412012E-2,1.1605179574883948E-2,1.000181851245681E-2,1.7219423066275399E-2,2.333931777378815E-2,3.0620215591313858E-2,2.8359422646879448E-2,2.9382067851373182E-2]
[null,"Turkey",0.37051509769094138,0.43473928927266686,0.32837078651685392,0.54406226462465479,0.39204673107166926,0.46012517666060976,0.44316339398306609,0.41136692964095961,0.48356401384083048,0.46223526409798416,0.3709845761335962,0.28340660464165218,0.30063150404696254,0.22535211267605634,0.26437634488387624,0.39198617423030147,0.46688180276759833,0.42742523705324581,0.43597532909877568,0.46328034810407603,0.49340494092373793,0.51578648725327281,0.53355679421512503,0.41478041467071342,0.43929049750106164,0.35217276951401266,0.30021413276231262,0.42107636462020609,0.6039377289377289,0.34589962339558833,0.40366334740976312,0.37848155894167246,0.39626087731282111,0.46180630825926727,0.39218089656669347,0.41565503727665892,0.42941325293584365,0.3891050960346964,0.38334744465060977,0.29982823771899692,0.2493876178735531,0.19837848849052761,0.26248840803709428,0.25294314309899629,0.30730998420682426,0.24542468324730174,0.25253688336292324,0.19031833700498021,0.1734772046890907,0.19578362729195325,0.2637778872012424,0.25326840836468417,0.27230517419915157,0.2882317179809622,0.20887590638308007,0.31957002555551733,0.32887160724177139]
[null,"Turkmenistan",0,0,0,0,0,0,0,0,0,0,0,0,0,0,0,0,0,0,0,0,0,0,0,0,0,0,0,0,0,0,4.791238877481177E-2,4.6979865771812082E-2,3.0342107259349161E-4,3.9566352773601329E-4,3.8109756097560977E-4,4.0816326530612246E-4,4.9504950495049506E-4,5.2642661612971157E-4,6.3721325403568395E-4,5.6433408577878099E-4,0,0,0,0,0,0,0,0,0,0,0,0,0,0,0,0,0]
[null,"Ukraine",0,0,0,0,0,0,0,0,0,0,0,0,0,0,0,0,0,0,0,0,0,0,0,0,0,0,0,0,0,0,3.5207918935390756E-2,4.2051661417690428E-2,3.124244501955873E-2,4.8056663242029007E-2,5.9779096555228325E-2,5.1351504738908579E-2,4.7224881691604888E-2,5.5424965977978476E-2,9.1180797701655408E-2,8.3323640254966733E-2,6.5861305898907568E-2,6.9721011787989798E-2,5.5590763487198394E-2,5.1435008434697685E-2,6.4747569082019452E-2,6.6703242914696662E-2,6.6867460526928629E-2,5.3936030899205609E-2,6.1380370328061228E-2,6.9796508446656177E-2,7.0916389518503611E-2,5.7451217760633604E-2,5.6633545570494499E-2,7.8009973877938732E-2,5.5870311856024181E-2,4.3816468033656575E-2,5.6781637412544494E-2]
[null,"United Arab Emirates",0,0,0,0,0,0,0,0,0,0,0,0,0,0,0,0,0,0,0,0,0,0,0,0,0,0,0,0,0,0,0,0,0,0,0,0,0,0,0,0,0,0,0,0,0,0,0,0,0,0,0,0,0,9.4142456364971474E-4,2.5830701633942055E-3,2.3240111175666977E-3,2.7469983641470416E-3]
[null,"United Kingdom",2.2731859197970421E-2,2.6265730667948361E-2,2.3398862512363994E-2,1.8934503829933728E-2,1.9574217085932124E-2,2.1322909481106767E-2,1.9909892495502058E-2,2.1103551949428565E-2,1.5978114878917603E-2,1.3484600737281475E-2,1.8091720628674188E-2,1.3129701746977588E-2,1.2904969041013521E-2,1.3712360317324916E-2,1.4926468968656618E-2,1.3852062483843569E-2,1.3397316903941093E-2,1.3736556277286763E-2,1.3946003309339459E-2,1.4214200806978185E-2,1.3697279905375769E-2,1.5710325735371181E-2,1.6674273767281617E-2,1.6518668781094977E-2,1.4222742121856232E-2,1.3881018868820809E-2,1.5924237109786039E-2,1.3714842662211083E-2,1.6087696531396113E-2,1.5217078436075797E-2,1.8287674466176771E-2,1.6564390450347282E-2,2.0056615708353948E-2,1.7776257908072062E-2,2.1398419808998721E-2,2.0665345319694786E-2,1.6274802254711392E-2,1.989231914771751E-2,2.3953206915938063E-2,2.6327173169062287E-2,2.6631051752921537E-2,2.4973324127542055E-2,2.8931733381869239E-2,2.6849473024093216E-2,3.6130321663880922E-2,4.2834816122359176E-2,4.6020893170322548E-2,5.0102933804275634E-2,5.6770522048696828E-2,6.7668084627322947E-2,6.9096196832585152E-2,9.6453360651696352E-2,0.11429347238808245,0.14973859409205764,0.1924812882401549,0.24809256808007496,0.24737248840803711]
[null,"United States of America",0.18455155130996312,0.18292772914018576,0.18903671977664607,0.17284850206404243,0.17190868652894006,0.17554992107251938,0.16280687222169052,0.17484771423502277,0.15973927252060244,0.16583117887251375,0.15474991855980483,0.1551843980791133,0.14738516208391833,0.1364186070885455,0.15681372887114367,0.15250054694803,0.13594286508100958,0.10164823104977751,0.12377646407723569,0.12171610946139343,0.11724453306527363,0.11067268931286683,0.13356152711712146,0.13959633162381996,0.12977427185318402,0.1126430197003809,0.11590416270791946,9.1956497657319863E-2,7.7371851078465601E-2,0.10464064227404707,0.11528646848879406,0.10757414229052288,9.9161101168991475E-2,0.10484325612114923,9.7472355243450576E-2,0.10801084989942035,0.11581450048257526,0.10977828125765886,9.6085849824313493E-2,9.0692005809525827E-2,8.2059969422872234E-2,6.7839923143269393E-2,8.646361177816704E-2,8.8893761210896427E-2,8.6301855316194484E-2,8.5784655344589816E-2,9.2446311834051415E-2,8.3677639361550815E-2,9.003541347185573E-2,0.10291845071115704,0.10120355147239676,0.12225713516393225,0.12007397063465081,0.1263791912228133,0.12977219032770049,0.13228593210967157,0.14817116495856006]
[null,"Uruguay",0,0,0,0,0,0,0,0,0,0,0,0.61302364164247203,0.41433278418451402,0.61348490787926302,0.57440600250104212,0.45461783439490444,0.45595854922279794,0.54242528340776364,0.53192868719611019,0.43852596314907871,0.75826086956521743,0.79213598197829205,0.81838856400259907,0.98162765378334238,0.98699501936912004,0.98077796276676255,0.98921251348435812,0.96611066984379135,0.78224071151915076,0.68757644591997202,0.94948952176249324,0.87904259866077794,0.8976289470727048,0.92228628729004758,0.98792492453077829,0.93546852703345484,0.87091454272863567,0.91172355903749303,0.96122491638795982,0.77105921601334448,0.93384290985767004,0.99794594594594599,0.99677251431546066,0.99871779927730508,0.81584764495834039,0.8750325436084353,0.64874488160940003,0.87057076172289416,0.60907743186224195,0.68738017367768134,0.87621646202819459,0.72041763341067289,0.61743889780126449,0.83568199946822652,0.94509364494957582,0.92828806835520294,0.9665357304728811]
[null,"Uzbekistan",0,0,0,0,0,0,0,0,0,0,0,0,0,0,0,0,0,0,0,0,0,0,0,0,0,0,0,0,0,0,0.11802929427430094,0.11134496446044494,0.12337215925831353,0.14970803068221122,0.14970711297071129,0.13040271426464081,0.14366234395297123,0.12543970122030659,0.12544662309368193,0.12545182050603898,0.12544810515534313,0.12545609974771169,0.12545122693165686,0.15425101214574899,0.1802,0.17540650406504066,0.17989002356637862,0.13074565883554648,0.22995951417004049,0.18678678678678678,0.2097872340425532,0.19541984732824427,0.21352380952380953,0.21328413284132841,0.21353790613718412,0.20652932960893855,0.20284984310430562]
[null,"Venezuela",0,0,0,0,0,0,0,0,0,0,0,0.39664434469055854,0.40055891942244992,0.37853450896929158,0.43237026647966337,0.4724147051044697,0.51517070082306526,0.53194839273999561,0.47998744310155389,0.46063272303810571,0.40742395888612687,0.38936774193548385,0.40169680959154641,0.41718825784696401,0.44844926894107223,0.4789173186720237,0.50205539591315451,0.56977388605630686,0.58722637136234868,0.60163137799375221,0.62343857992953589,0.70325402213556054,0.70093416370106765,0.68429852123029022,0.72006851911655267,0.70051466383465399,0.71237498015558021,0.73359380003842956,0.71596499468492747,0.75164655247261947,0.73748402153135295,0.6706798788268844,0.64815137394939681,0.65835726094144265,0.71104594528776688,0.73283420633113183,0.73898317364293342,0.72722258217031188,0.72793951230961385,0.71886603110888103,0.67490001318507453,0.70930222700723122,0.67411407856772954,0.67834524196167589,0.69123138025891251,0.61031934224786299,0.60077102782984093]
[null,"Vietnam",0,0,0,0,0,0,0,0,0,0,0,0.26695652173913043,0.1918181818181818,0.17872340425531916,0.20289855072463769,0.20593080724876442,0.18836658775786269,0.17276130146847107,0.22222222222222221,0.27777777777777779,0.41809497049733069,0.40795885219274497,0.39634146341463417,0.30682388359257401,0.33465885307660109,0.291378970211087,0.25456848199746696,0.22872252520244588,0.26396462785556374,0.49306269270298048,0.61847713397074067,0.68588490770901189,0.74477073673364247,0.74704558244231856,0.752197265625,0.72241944292736204,0.70868744098205849,0.60929333054568258,0.51157322021394325,0.58465979031368054,0.54783328940928433,0.59494249869315208,0.50838082467314782,0.46392180818570555,0.38559587959055597,0.31673997316236768,0.33843585208205906,0.34494388729703918,0.35481497629298597,0.36132251277427113,0.29140280075445457,0.39460181412868012,0.45019218994489418,0.43208545505813667,0.43353545281750705,0.35998158661961027,0.3904884973791497]
[null,"Yemen",0,0,0,0,0,0,0,0,0,0,0,0,0,0,0,0,0,0,0,0,0,0,0,0,0,0,0,0,0,0,0,0,0,0,0,0,0,0,0,0,0,0,0,0,0,0,0,3.3172997180295241E-4,3.0543677458766036E-4,2.9620853080568723E-4,2.5783163594173003E-4,4.833252779120348E-4,5.6521124770382927E-4,1.0575793184488837E-3,1.4182568334192883E-2,9.124148246634535E-2,0.14509415262636274]
[null,"Zambia",0,0,0,0,0,0,0,0,0,0,0,0.74671052631578949,0.92161520190023749,0.91953681710213775,0.95518252933507175,0.95441685004715493,0.97580533665145863,0.98126122082585276,0.98282254078101827,0.98989113530326589,0.98860215053763445,0.98967331943203252,0.99178291610930636,0.99034537672937195,0.9896378372832666,0.99145978152929493,0.99121552604698671,0.98816422142769078,0.99040767386091122,0.98974280465401099,0.99226257331835765,0.99281529788880296,0.99072525467538386,0.99292510368382536,0.99398034398034396,0.99331145885916206,0.99288206559665038,0.99307392016118878,0.99158227015651712,0.99330242143225145,0.99384457553218775,0.99370514918796427,0.99374463387710044,0.9937417258394512,0.99435825105782794,0.99406893464637425,0.99865730221028715,0.99875557399149639,0.99874134675896786,0.99878702112604867,0.99875574272588052,0.99869542529135502,0.99854463130659765,0.99857142857142855,0.97163022419042344,0.96994271259578901,0.94271056006840526]
[null,"Zimbabwe",0,0,0,0,0,0,0,0,0,0,0,0.6732370905052748,0.82729161856384203,0.67420726991492652,0.88078618662747976,0.86665570536007897,0.87985212569316085,0.9285164073332306,0.88693427154965621,0.89602629220197194,0.88262497247302352,0.905607476635514,0.8697685869030034,0.83381364073006725,0.73786407766990292,0.59698996655518399,0.45561106840891624,0.17462568951930654,0.33924393547592663,0.38849340646516511,0.46667378765221107,0.35320484087852982,0.38375622192545827,0.27611140867702194,0.27803583278035832,0.29253616694405327,0.29537074969274885,0.29090161688133737,0.29257177578611576,0.41009730644478914,0.45661186561829881,0.3750316215532507,0.4435775008734133,0.60734174337992952,0.56600473299722198,0.52432259441007045,0.67883120140456488,0.71573137074517024,0.75895081967213118,0.75641201481278286,0.68009232544720144,0.57874742212091612,0.60413043478260875,0.53956308142573428,0.55622069240746286,0.52740572841541311,0.44053862508858965]
[]
[]
[null,"Share of hydro"]
[]
[null,null,{"$f":"IF(SUM(IF((HistVREShare_Country=SelectedCountry)*(C457:C601>0),C456))<>0,SUM(IF((HistVREShare_Country=SelectedCountry)*(C457:C601>0),C456)),\"\")","v":1960},{"$f":"IF(SUM(IF((HistVREShare_Country=SelectedCountry)*(D457:D601>0),D456))<>0,SUM(IF((HistVREShare_Country=SelectedCountry)*(D457:D601>0),D456)),\"\")","v":1961},{"$f":"IF(SUM(IF((HistVREShare_Country=SelectedCountry)*(E457:E601>0),E456))<>0,SUM(IF((HistVREShare_Country=SelectedCountry)*(E457:E601>0),E456)),\"\")","v":1962},{"$f":"IF(SUM(IF((HistVREShare_Country=SelectedCountry)*(F457:F601>0),F456))<>0,SUM(IF((HistVREShare_Country=SelectedCountry)*(F457:F601>0),F456)),\"\")","v":1963},{"$f":"IF(SUM(IF((HistVREShare_Country=SelectedCountry)*(G457:G601>0),G456))<>0,SUM(IF((HistVREShare_Country=SelectedCountry)*(G457:G601>0),G456)),\"\")","v":1964},{"$f":"IF(SUM(IF((HistVREShare_Country=SelectedCountry)*(H457:H601>0),H456))<>0,SUM(IF((HistVREShare_Country=SelectedCountry)*(H457:H601>0),H456)),\"\")","v":1965},{"$f":"IF(SUM(IF((HistVREShare_Country=SelectedCountry)*(I457:I601>0),I456))<>0,SUM(IF((HistVREShare_Country=SelectedCountry)*(I457:I601>0),I456)),\"\")","v":1966},{"$f":"IF(SUM(IF((HistVREShare_Country=SelectedCountry)*(J457:J601>0),J456))<>0,SUM(IF((HistVREShare_Country=SelectedCountry)*(J457:J601>0),J456)),\"\")","v":1967},{"$f":"IF(SUM(IF((HistVREShare_Country=SelectedCountry)*(K457:K601>0),K456))<>0,SUM(IF((HistVREShare_Country=SelectedCountry)*(K457:K601>0),K456)),\"\")","v":1968},{"$f":"IF(SUM(IF((HistVREShare_Country=SelectedCountry)*(L457:L601>0),L456))<>0,SUM(IF((HistVREShare_Country=SelectedCountry)*(L457:L601>0),L456)),\"\")","v":1969},{"$f":"IF(SUM(IF((HistVREShare_Country=SelectedCountry)*(M457:M601>0),M456))<>0,SUM(IF((HistVREShare_Country=SelectedCountry)*(M457:M601>0),M456)),\"\")","v":1970},{"$f":"IF(SUM(IF((HistVREShare_Country=SelectedCountry)*(N457:N601>0),N456))<>0,SUM(IF((HistVREShare_Country=SelectedCountry)*(N457:N601>0),N456)),\"\")","v":1971},{"$f":"IF(SUM(IF((HistVREShare_Country=SelectedCountry)*(O457:O601>0),O456))<>0,SUM(IF((HistVREShare_Country=SelectedCountry)*(O457:O601>0),O456)),\"\")","v":1972},{"$f":"IF(SUM(IF((HistVREShare_Country=SelectedCountry)*(P457:P601>0),P456))<>0,SUM(IF((HistVREShare_Country=SelectedCountry)*(P457:P601>0),P456)),\"\")","v":1973},{"$f":"IF(SUM(IF((HistVREShare_Country=SelectedCountry)*(Q457:Q601>0),Q456))<>0,SUM(IF((HistVREShare_Country=SelectedCountry)*(Q457:Q601>0),Q456)),\"\")","v":1974},{"$f":"IF(SUM(IF((HistVREShare_Country=SelectedCountry)*(R457:R601>0),R456))<>0,SUM(IF((HistVREShare_Country=SelectedCountry)*(R457:R601>0),R456)),\"\")","v":1975},{"$f":"IF(SUM(IF((HistVREShare_Country=SelectedCountry)*(S457:S601>0),S456))<>0,SUM(IF((HistVREShare_Country=SelectedCountry)*(S457:S601>0),S456)),\"\")","v":1976},{"$f":"IF(SUM(IF((HistVREShare_Country=SelectedCountry)*(T457:T601>0),T456))<>0,SUM(IF((HistVREShare_Country=SelectedCountry)*(T457:T601>0),T456)),\"\")","v":1977},{"$f":"IF(SUM(IF((HistVREShare_Country=SelectedCountry)*(U457:U601>0),U456))<>0,SUM(IF((HistVREShare_Country=SelectedCountry)*(U457:U601>0),U456)),\"\")","v":1978},{"$f":"IF(SUM(IF((HistVREShare_Country=SelectedCountry)*(V457:V601>0),V456))<>0,SUM(IF((HistVREShare_Country=SelectedCountry)*(V457:V601>0),V456)),\"\")","v":1979},{"$f":"IF(SUM(IF((HistVREShare_Country=SelectedCountry)*(W457:W601>0),W456))<>0,SUM(IF((HistVREShare_Country=SelectedCountry)*(W457:W601>0),W456)),\"\")","v":1980},{"$f":"IF(SUM(IF((HistVREShare_Country=SelectedCountry)*(X457:X601>0),X456))<>0,SUM(IF((HistVREShare_Country=SelectedCountry)*(X457:X601>0),X456)),\"\")","v":1981},{"$f":"IF(SUM(IF((HistVREShare_Country=SelectedCountry)*(Y457:Y601>0),Y456))<>0,SUM(IF((HistVREShare_Country=SelectedCountry)*(Y457:Y601>0),Y456)),\"\")","v":1982},{"$f":"IF(SUM(IF((HistVREShare_Country=SelectedCountry)*(Z457:Z601>0),Z456))<>0,SUM(IF((HistVREShare_Country=SelectedCountry)*(Z457:Z601>0),Z456)),\"\")","v":1983},{"$f":"IF(SUM(IF((HistVREShare_Country=SelectedCountry)*(AA457:AA601>0),AA456))<>0,SUM(IF((HistVREShare_Country=SelectedCountry)*(AA457:AA601>0),AA456)),\"\")","v":1984},{"$f":"IF(SUM(IF((HistVREShare_Country=SelectedCountry)*(AB457:AB601>0),AB456))<>0,SUM(IF((HistVREShare_Country=SelectedCountry)*(AB457:AB601>0),AB456)),\"\")","v":1985},{"$f":"IF(SUM(IF((HistVREShare_Country=SelectedCountry)*(AC457:AC601>0),AC456))<>0,SUM(IF((HistVREShare_Country=SelectedCountry)*(AC457:AC601>0),AC456)),\"\")","v":1986},{"$f":"IF(SUM(IF((HistVREShare_Country=SelectedCountry)*(AD457:AD601>0),AD456))<>0,SUM(IF((HistVREShare_Country=SelectedCountry)*(AD457:AD601>0),AD456)),\"\")","v":1987},{"$f":"IF(SUM(IF((HistVREShare_Country=SelectedCountry)*(AE457:AE601>0),AE456))<>0,SUM(IF((HistVREShare_Country=SelectedCountry)*(AE457:AE601>0),AE456)),\"\")","v":1988},{"$f":"IF(SUM(IF((HistVREShare_Country=SelectedCountry)*(AF457:AF601>0),AF456))<>0,SUM(IF((HistVREShare_Country=SelectedCountry)*(AF457:AF601>0),AF456)),\"\")","v":1989},{"$f":"IF(SUM(IF((HistVREShare_Country=SelectedCountry)*(AG457:AG601>0),AG456))<>0,SUM(IF((HistVREShare_Country=SelectedCountry)*(AG457:AG601>0),AG456)),\"\")","v":1990},{"$f":"IF(SUM(IF((HistVREShare_Country=SelectedCountry)*(AH457:AH601>0),AH456))<>0,SUM(IF((HistVREShare_Country=SelectedCountry)*(AH457:AH601>0),AH456)),\"\")","v":1991},{"$f":"IF(SUM(IF((HistVREShare_Country=SelectedCountry)*(AI457:AI601>0),AI456))<>0,SUM(IF((HistVREShare_Country=SelectedCountry)*(AI457:AI601>0),AI456)),\"\")","v":1992},{"$f":"IF(SUM(IF((HistVREShare_Country=SelectedCountry)*(AJ457:AJ601>0),AJ456))<>0,SUM(IF((HistVREShare_Country=SelectedCountry)*(AJ457:AJ601>0),AJ456)),\"\")","v":1993},{"$f":"IF(SUM(IF((HistVREShare_Country=SelectedCountry)*(AK457:AK601>0),AK456))<>0,SUM(IF((HistVREShare_Country=SelectedCountry)*(AK457:AK601>0),AK456)),\"\")","v":1994},{"$f":"IF(SUM(IF((HistVREShare_Country=SelectedCountry)*(AL457:AL601>0),AL456))<>0,SUM(IF((HistVREShare_Country=SelectedCountry)*(AL457:AL601>0),AL456)),\"\")","v":1995},{"$f":"IF(SUM(IF((HistVREShare_Country=SelectedCountry)*(AM457:AM601>0),AM456))<>0,SUM(IF((HistVREShare_Country=SelectedCountry)*(AM457:AM601>0),AM456)),\"\")","v":1996},{"$f":"IF(SUM(IF((HistVREShare_Country=SelectedCountry)*(AN457:AN601>0),AN456))<>0,SUM(IF((HistVREShare_Country=SelectedCountry)*(AN457:AN601>0),AN456)),\"\")","v":1997},{"$f":"IF(SUM(IF((HistVREShare_Country=SelectedCountry)*(AO457:AO601>0),AO456))<>0,SUM(IF((HistVREShare_Country=SelectedCountry)*(AO457:AO601>0),AO456)),\"\")","v":1998},{"$f":"IF(SUM(IF((HistVREShare_Country=SelectedCountry)*(AP457:AP601>0),AP456))<>0,SUM(IF((HistVREShare_Country=SelectedCountry)*(AP457:AP601>0),AP456)),\"\")","v":1999},{"$f":"IF(SUM(IF((HistVREShare_Country=SelectedCountry)*(AQ457:AQ601>0),AQ456))<>0,SUM(IF((HistVREShare_Country=SelectedCountry)*(AQ457:AQ601>0),AQ456)),\"\")","v":2000},{"$f":"IF(SUM(IF((HistVREShare_Country=SelectedCountry)*(AR457:AR601>0),AR456))<>0,SUM(IF((HistVREShare_Country=SelectedCountry)*(AR457:AR601>0),AR456)),\"\")","v":2001},{"$f":"IF(SUM(IF((HistVREShare_Country=SelectedCountry)*(AS457:AS601>0),AS456))<>0,SUM(IF((HistVREShare_Country=SelectedCountry)*(AS457:AS601>0),AS456)),\"\")","v":2002},{"$f":"IF(SUM(IF((HistVREShare_Country=SelectedCountry)*(AT457:AT601>0),AT456))<>0,SUM(IF((HistVREShare_Country=SelectedCountry)*(AT457:AT601>0),AT456)),\"\")","v":2003},{"$f":"IF(SUM(IF((HistVREShare_Country=SelectedCountry)*(AU457:AU601>0),AU456))<>0,SUM(IF((HistVREShare_Country=SelectedCountry)*(AU457:AU601>0),AU456)),\"\")","v":2004},{"$f":"IF(SUM(IF((HistVREShare_Country=SelectedCountry)*(AV457:AV601>0),AV456))<>0,SUM(IF((HistVREShare_Country=SelectedCountry)*(AV457:AV601>0),AV456)),\"\")","v":2005},{"$f":"IF(SUM(IF((HistVREShare_Country=SelectedCountry)*(AW457:AW601>0),AW456))<>0,SUM(IF((HistVREShare_Country=SelectedCountry)*(AW457:AW601>0),AW456)),\"\")","v":2006},{"$f":"IF(SUM(IF((HistVREShare_Country=SelectedCountry)*(AX457:AX601>0),AX456))<>0,SUM(IF((HistVREShare_Country=SelectedCountry)*(AX457:AX601>0),AX456)),\"\")","v":2007},{"$f":"IF(SUM(IF((HistVREShare_Country=SelectedCountry)*(AY457:AY601>0),AY456))<>0,SUM(IF((HistVREShare_Country=SelectedCountry)*(AY457:AY601>0),AY456)),\"\")","v":2008},{"$f":"IF(SUM(IF((HistVREShare_Country=SelectedCountry)*(AZ457:AZ601>0),AZ456))<>0,SUM(IF((HistVREShare_Country=SelectedCountry)*(AZ457:AZ601>0),AZ456)),\"\")","v":2009},{"$f":"IF(SUM(IF((HistVREShare_Country=SelectedCountry)*(BA457:BA601>0),BA456))<>0,SUM(IF((HistVREShare_Country=SelectedCountry)*(BA457:BA601>0),BA456)),\"\")","v":2010},{"$f":"IF(SUM(IF((HistVREShare_Country=SelectedCountry)*(BB457:BB601>0),BB456))<>0,SUM(IF((HistVREShare_Country=SelectedCountry)*(BB457:BB601>0),BB456)),\"\")","v":2011},{"$f":"IF(SUM(IF((HistVREShare_Country=SelectedCountry)*(BC457:BC601>0),BC456))<>0,SUM(IF((HistVREShare_Country=SelectedCountry)*(BC457:BC601>0),BC456)),\"\")","v":2012},{"$f":"IF(SUM(IF((HistVREShare_Country=SelectedCountry)*(BD457:BD601>0),BD456))<>0,SUM(IF((HistVREShare_Country=SelectedCountry)*(BD457:BD601>0),BD456)),\"\")","v":2013},{"$f":"IF(SUM(IF((HistVREShare_Country=SelectedCountry)*(BE457:BE601>0),BE456))<>0,SUM(IF((HistVREShare_Country=SelectedCountry)*(BE457:BE601>0),BE456)),\"\")","v":2014},{"$f":"IF(SUM(IF((HistVREShare_Country=SelectedCountry)*(BF457:BF601>0),BF456))<>0,SUM(IF((HistVREShare_Country=SelectedCountry)*(BF457:BF601>0),BF456)),\"\")","v":2015},{"$f":"IF(SUM(IF((HistVREShare_Country=SelectedCountry)*(BG457:BG601>0),BG456))<>0,SUM(IF((HistVREShare_Country=SelectedCountry)*(BG457:BG601>0),BG456)),\"\")","v":2016}]
[null,null,1960,1961,1962,1963,1964,1965,1966,1967,1968,1969,1970,1971,1972,1973,1974,1975,1976,1977,1978,1979,1980,1981,1982,1983,1984,1985,1986,1987,1988,1989,1990,1991,1992,1993,1994,1995,1996,1997,1998,1999,2000,2001,2002,2003,2004,2005,2006,2007,2008,2009,2010,2011,2012,2013,2014,2015,2016,"HistVREShare_Year"]
[null,"World",0,0,0,0,0,0,0,0,0,0,0,0.22914042807682716,0.22240175930745168,0.20920112285751613,0.22616560257106999,0.22169293939227519,0.20532227122078231,0.20273993903186011,0.20811056414381304,0.21005508697740463,0.20726300584838386,0.20793553347527796,0.2105724502541084,0.21110003195650678,0.20660460284566401,0.20149476483069909,0.19905919217826387,0.1907899852027227,0.1890257061440403,0.17912898337416364,0.18087764248818769,0.18238342575961983,0.18063578451482121,0.1867827563892725,0.18389283309514273,0.18688103341871071,0.18348227260101455,0.18182261068080507,0.17817042783605505,0.17372607299174248,0.16956891371182606,0.16459502449846761,0.16257940467712603,0.15758041490740274,0.16037981727954642,0.1603977103921029,0.16017324466489793,0.15542860950945669,0.15889673995040199,0.16220290691348044,0.16036527161387268,0.15842206385459792,0.16213019394794595,0.162962586159312,0.16386230218268388,0.16079255308481813,0.16263422835387037]
[null,"Albania",0,0,0,0,0,0,0,0,0,0,0,0.5714285714285714,0.62068965517241381,0.66216216216216217,0.68421052631578949,0.7191011235955056,0.74509803921568629,0.76521739130434785,0.77419354838709675,0.78832116788321172,0.79407806191117092,0.81333333333333335,0.83001328021248344,0.84656084656084651,0.73688458434221149,0.67683508102955192,0.79533881707794751,0.76222980659840733,0.73770080321285136,0.74654377880184331,0.86407766990291257,0.9214248297537978,0.95050088391278731,0.93907622555964865,0.95686374016747022,0.93986139056561591,0.95720494817786694,0.96174445294567712,0.96320219220982584,0.97329158224350709,0.96149016324822101,0.95308310991957101,0.93953986088817554,0.97856570512820518,0.97502675704602215,0.98713944515891971,0.98316437364228815,0.97482517482517483,1,0.99980776624375245,0.99986786469344613,0.98592221426867099,1,1,1,1,1]
[null,"Algeria",0,0,0,0,0,0,0,0,0,0,0,0.1480484522207268,0.20320197044334976,0.26799714896650034,0.1619947848761408,9.0358126721763091E-2,9.1853600944510033E-2,5.8024158757549613E-2,4.5620437956204379E-2,4.5263649090060663E-2,3.6080303243015581E-2,4.4952100221075902E-2,5.0979140059599831E-2,2.2998629868858877E-2,4.0422106957610449E-2,5.2631578947368418E-2,1.9258916878514751E-2,3.9223392548341458E-2,1.3103250751825862E-2,1.4748107543722265E-2,8.3830104321907604E-3,1.689247621793024E-2,1.0882642458711582E-2,1.8182754713093642E-2,8.3488407182014789E-3,9.7895003804209998E-3,6.5362641619056841E-3,3.4888589105456576E-3,9.2425414839652654E-3,8.1997010946399003E-3,2.1249803242562571E-3,2.5915492957746477E-3,2.0616319444444445E-3,8.9614825335632888E-3,8.0319999999999992E-3,1.6364440513047324E-2,6.1886106852892748E-3,6.0759221421658243E-3,7.0335023362163235E-3,7.9478455105062209E-3,3.8046092622556521E-3,9.8000937060752774E-3,1.0836803317246546E-2,5.5101018533978965E-3,3.9537996949036459E-3,2.1076194075409171E-3,3.0705522768567687E-3]
[null,"Angola",0,0,0,0,0,0,0,0,0,0,0,0.8153638814016172,0.8114558472553699,0.82723577235772361,0.69812855980471933,0.72796934865900387,0.73162393162393158,0.73162393162393158,0.90256410256410258,0.88095238095238093,0.88148148148148153,0.88148148148148153,0.87638888888888888,0.73818646232439333,0.89701492537313432,0.86972704714640203,0.86972704714640203,0.86543209876543215,0.8601226993865031,0.86691086691086694,0.86206896551724133,0.82655246252676662,0.88701161562829989,0.93684210526315792,0.93717277486910999,0.9375,0.89980544747081714,0.7635253054101222,0.80424886191198786,0.66966292134831462,0.63114186851211074,0.62087912087912089,0.64759206798866853,0.62205513784461153,0.78405017921146958,0.79648241206030146,0.80611010284331519,0.77618899595896795,0.75409047160731468,0.65343189017951431,0.67957423380436777,0.70907803928508228,0.60799484203739518,0.5802093476144109,0.53175105485232066,0.53179723502304144,0.56123926261943824]
[null,"Argentina",0,0,0,0,0,0,0,0,0,0,0,6.5357263799525903E-2,5.9432545641349879E-2,0.11229886350849555,0.17989266547406083,0.17724840677504006,0.1659054805401112,0.17789158670903649,0.23185978345396902,0.28320182779416064,0.38140331436055003,0.37809933314451971,0.44108208393922682,0.42831895449154711,0.44211181781790687,0.45611399536065395,0.42872885333551009,0.41970445242990834,0.28773494621597828,0.25667676347726237,0.35230587307843908,0.30250079257035228,0.34687997709418228,0.38760231258932054,0.42415551800579782,0.40038797284190109,0.32878913985592517,0.38749342997040026,0.35717180997676051,0.26584811164825334,0.32363063772354067,0.41084170226932254,0.42449646548968067,0.36741280017385636,0.30389856736384963,0.3223402944327004,0.35510765516660586,0.28270725690080528,0.25013157461925595,0.27777458804616179,0.26813185058636629,0.30642584230635639,0.2723204081783126,0.29369130991242326,0.29607939656295695,0.26241575087784652,0.25421534015784525]
[null,"Armenia",0,0,0,0,0,0,0,0,0,0,0,0,0,0,0,0,0,0,0,0,0,0,0,0,0,0,0,0,0,0,0.15006755452615325,0.16246321984026901,0.33807196801421591,0.68196981731532957,0.6210675150229763,0.34508181981657976,0.25297714837463792,0.23055233040305192,0.24826360846389922,0.2099002973587546,0.211648204095334,0.16849434290687554,0.30041674216343539,0.36029812761316127,0.33134328358208953,0.28067120468576856,0.30718734219828314,0.3141742963716514,0.31143847487001736,0.35602186563216365,0.39377599753504855,0.33499327052489908,0.28894972623195619,0.28184176394293126,0.25703225806451613,0.28285677650980895,0.32139439507860562]
[null,"Australia",0.18639563616019394,0.20040766762078238,0.20029329096908224,0.24096253560213249,0.22480773023072373,0.24784076985146888,0.19635312430509227,0.19582252138838219,0.1821512379675303,0.18356831188194794,0.17998825459184706,0.21832406447356018,0.20821114369501467,0.17715918088525251,0.18964699797422524,0.19956781146794603,0.19720651377107551,0.15938269060579244,0.16180618691283774,0.16955528832893879,0.13589684356427326,0.13771916092673764,0.13021367071150144,0.11497673360690694,0.10839073037738556,0.11417349155941835,0.11566991561248743,0.10338115766824053,0.10338843333767192,9.8278511306618077E-2,9.169923583970134E-2,0.10106940256554403,9.6458152658899232E-2,0.10131956186135412,9.7835124933450576E-2,9.1924423483116802E-2,8.691580877168241E-2,9.0427658420911397E-2,7.8879493792912481E-2,7.957196246077386E-2,7.7955247207715475E-2,7.385459166610929E-2,6.9826456385402288E-2,7.3776214265637893E-2,7.0591946996884494E-2,6.7042702553569783E-2,6.8432111443880603E-2,5.9013330370114289E-2,4.8993512237064586E-2,4.7570487111791855E-2,5.3449135835701898E-2,6.6028813719617913E-2,5.590854373111602E-2,7.2896858827777106E-2,7.4312089759756852E-2,5.3160970990446858E-2,5.8809530311837985E-2]
[null,"Austria",0.73559124465742776,0.69293579116664605,0.67099165894346613,0.63671502997030982,0.63892239646160032,0.7181951308804686,0.72431674246610278,0.72065649867374004,0.70317366449832441,0.62873558786102646,0.70219393282773568,0.57503013970640382,0.5799481417458946,0.60648208047612884,0.66418200868133515,0.67194343457475736,0.57469713498306252,0.65674560651521641,0.65026408684343229,0.68659352688011543,0.69050480769230771,0.73017563793021822,0.73152598555700243,0.7292004193271705,0.69291697669394903,0.70730647889899867,0.70757441389817399,0.72514490420222188,0.74364992003987618,0.71787203743261108,0.6391796494644596,0.62659173790877021,0.69781132982238325,0.71452765178797373,0.6852296060332751,0.67177135814998734,0.63866801060215772,0.64837927628625303,0.66469325702021109,0.67926764136457707,0.69873400808364228,0.66246909132592069,0.66265278555661711,0.57171626762139183,0.59343320204042105,0.57522329735764799,0.57237338470182197,0.58790677011439541,0.59395047571822601,0.61685118706446651,0.56470986545765012,0.5498851829846001,0.63753456556541988,0.65131446453192055,0.6655954815464018,0.5999708563379369,0.61035697870384553]
[null,"Azerbaijan",0,0,0,0,0,0,0,0,0,0,0,0,0,0,0,0,0,0,0,0,0,0,0,0,0,0,0,0,0,0,7.1613683483068416E-2,7.4968017057569294E-2,8.8397510499418103E-2,0.12734239672458139,0.10409196972283877,9.1293123679887345E-2,9.0009949084099025E-2,0.10168686148728914,0.10840093343704855,8.2856514084507046E-2,8.2036472538638425E-2,6.8581971534001057E-2,0.10801561413828138,0.11599173165460866,0.12670161883738043,0.13155823714585518,0.10259544472965815,0.10820707648647411,0.10312803215820357,0.12232351070595718,0.18417958311063604,0.13186163398048684,7.9215242735340183E-2,6.3757814507150803E-2,5.2571983176965383E-2,6.6307517822423848E-2,7.8507594277241216E-2]
[null,"Bahrain",0,0,0,0,0,0,0,0,0,0,0,0,0,0,0,0,0,0,0,0,0,0,0,0,0,0,0,0,0,0,0,0,0,0,0,0,0,0,0,0,0,0,0,0,0,0,0,0,0,0,0,0,0,0,0,0,0]
[null,"Bangladesh",0,0,0,0,0,0,0,0,0,0,0,0.16990291262135923,0.16990291262135923,0.23575498575498577,0.15687540348612009,0.26797787338660112,0.27925381571509328,0.22595656670113753,0.22803064443442991,0.24437968359700249,0.24776880577985549,0.23478587528174305,0.172266139657444,0.19283425575298574,0.22617246596066565,0.16320671378091872,9.375E-2,9.2536244854125649E-2,0.10319523008714264,0.12930428671820099,0.11433005690636316,0.10133010882708585,8.9498538340454237E-2,6.6043884423202262E-2,8.6569910057236299E-2,3.4425319267073845E-2,6.4406484225204813E-2,6.0634171023781415E-2,6.7147958391554102E-2,5.7647058823529412E-2,4.7492232578783843E-2,5.7095216191352348E-2,4.0128582909188318E-2,3.7997159090909088E-2,3.0344771705222217E-2,2.8320792528453133E-2,2.5363177677694627E-2,2.4157393968714722E-2,2.7763165585364426E-2,1.1216612421658553E-2,1.7872027457710223E-2,1.9749507394741014E-2,1.6000164737860877E-2,1.6829819277108433E-2,1.0529143164114961E-2,9.591432105878565E-3,8.7987936636249164E-3]
[null,"Belarus",0,0,0,0,0,0,0,0,0,0,0,0,0,0,0,0,0,0,0,0,0,0,0,0,0,0,0,0,0,0,5.0599605323078478E-4,4.6469601135923583E-4,4.5218779092964491E-4,5.693907518954718E-4,6.0515335860114019E-4,8.0263263504294082E-4,6.7430883344571813E-4,8.0592547108262655E-4,1.1918951132300357E-3,7.1654849901945999E-4,1.034443124784491E-3,1.1969836013246619E-3,1.0961596613244633E-3,1.0515642017501032E-3,1.0573534123678309E-3,1.1627531410484157E-3,1.1002483417685705E-3,1.0996261271167802E-3,1.112759643916914E-3,1.4485119831445879E-3,1.289583034818742E-3,1.3043478260869566E-3,2.2728010649696417E-3,4.3799790522740982E-3,3.4835180653519505E-3,3.1394871193005107E-3,4.2304713102544241E-3]
[null,"Belgium",1.1351636747624076E-2,1.1791128579449747E-2,9.2903961242519241E-3,7.6546884967042313E-3,5.595834752566785E-3,1.2690710586478795E-2,1.3202048746026139E-2,1.0046009032966105E-2,9.2214663643235065E-3,7.8861649237099256E-3,8.0594961176817474E-3,4.0316514727562654E-3,4.8569886670264432E-3,4.210267142681275E-3,5.6718816467363044E-3,4.4833161840364547E-3,2.3130955159900686E-3,4.7792784143036978E-3,4.410688502541585E-3,4.5082362007513727E-3,5.2362924036088981E-3,7.612235519769835E-3,6.6629316899435749E-3,6.477857679924425E-3,6.5375302663438261E-3,5.1014059972626603E-3,5.9526908592353479E-3,6.8830522887352195E-3,5.5623557118730732E-3,4.5606112714386112E-3,3.7842144198486313E-3,3.2169246762003764E-3,4.7752415628063297E-3,3.6250499514757094E-3,4.8499460338374848E-3,4.5976386092823332E-3,3.1808139689637732E-3,3.9172371277019303E-3,4.739567468778556E-3,4.0903965645466981E-3,5.5573677406883888E-3,5.6094024269251318E-3,4.4477940177170463E-3,2.955924414499587E-3,3.7580169051486018E-3,3.3602072127781211E-3,4.2561767913880588E-3,4.4442921122383695E-3,4.9053037100845864E-3,3.6523172171124426E-3,3.3250562168959746E-3,2.2019008245893904E-3,4.3738743705663986E-3,4.6248965483666809E-3,4.0838018516964562E-3,4.6255218257720112E-3,4.3838343147593042E-3]
[null,"Benin",0,0,0,0,0,0,0,0,0,0,0,0,0,0,0,0,0,0,0,0,0,0,0,0,0,0,0,0,0,0,0,0,0,0,0,0,0,3.3898305084745763E-2,2.5316455696202531E-2,2.7777777777777776E-2,2.3809523809523808E-2,3.0303030303030304E-2,3.1746031746031744E-2,2.5000000000000001E-2,1.2345679012345678E-2,9.3457943925233638E-3,0,0,0,0,0,0,0,0,0,4.0935672514619881E-2,4.2253521126760563E-2]
[null,"Bolivia",0,0,0,0,0,0,0,0,0,0,0,0.8634615384615385,0.83759929390997356,0.83005977796754915,0.812254516889238,0.79732739420935417,0.78412256267409475,0.74779874213836472,0.7315514235909355,0.70581778265642148,0.65657813465101911,0.64150943396226412,0.67352941176470593,0.65054069436539552,0.64523281596452331,0.64301801801801806,0.60609357997823721,0.57725788900979325,0.59732922444786851,0.55677480916030531,0.51060147122457811,0.57249560632688923,0.5244610281923715,0.56657864956620141,0.46600566572237961,0.4183504471679364,0.44008647313156268,0.45074884792626729,0.41940700808625336,0.46019067250708579,0.50128865979381443,0.53492462311557787,0.52652963671128106,0.45867959372114497,0.47512712801238116,0.40114379084967322,0.40735849056603773,0.40442971747471224,0.3971119133574007,0.37510210749877471,0.32197137376420243,0.32506925207756232,0.30700952878214333,0.31436011904761907,0.26293657283027683,0.26997698125616576,0.18280369858645978]
[null,"Bosnia and Herzegovina",0,0,0,0,0,0,0,0,0,0,0,0,0,0,0,0,0,0,0,0,0,0,0,0,0,0,0,0,0,0,0.20899398578458173,0.37272397533550961,0.52229885057471259,0.71145175834084762,0.81503298774740807,0.82776641672347195,0.70245231607629433,0.53108956075299485,0.50203811832103118,0.54480992712231635,0.48844568031450764,0.48702763677382965,0.48845618915159944,0.39952068169714183,0.46975172847265872,0.47595619742897954,0.44007814261026373,0.33952817379497624,0.32834109154692032,0.39820015317845292,0.46869890212567156,0.28710732984293191,0.29931827865360033,0.41464672511603917,0.36726485148514854,0.35517307569262269,0.31749873360724939]
[null,"Botswana",0,0,0,0,0,0,0,0,0,0,0,0,0,0,0,0,0,0,0,0,0,0,0,0,0,0,0,0,0,0,0,0,0,0,0,0,0,0,0,0,0,0,0,0,0,0,0,0,0,0,0,0,0,0,0,0,0]
[null,"Brazil",0,0,0,0,0,0,0,0,0,0,0,0.83754701616968474,0.88671355588214706,0.89438556376108524,0.91603788058410851,0.91577880534617095,0.92091788566414534,0.92543460182948556,0.91144248596190869,0.91958919021250418,0.92486009470512265,0.91966916806740417,0.92795665695743934,0.9321882654128768,0.92866380511734214,0.92096839148707677,0.90249248001266524,0.91279735996970457,0.92624228298138611,0.92401240503243454,0.92768634913226311,0.92919527086702192,0.92392815183757215,0.93288646537765496,0.93333358970316216,0.92127749899310962,0.91242386997988179,0.90580618347825526,0.90589218891803525,0.87536896951445409,0.87243988421082797,0.81543219647618936,0.82764246928437735,0.83882318390290367,0.827963649784619,0.8372937203653299,0.83180115277211408,0.84020559500569469,0.79806161959284505,0.83881223974032493,0.78195426034183557,0.8055051461475824,0.75158154549929068,0.68463445725412186,0.63224983958378134,0.61848493600984777,0.65800352053675226]
[null,"Brunei",0,0,0,0,0,0,0,0,0,0,0,0,0,0,0,0,0,0,0,0,0,0,0,0,0,0,0,0,0,0,0,0,0,0,0,0,0,0,0,0,0,0,0,0,0,0,0,0,0,0,0,0,0,0,0,0,0]
[null,"Bulgaria",0,0,0,0,0,0,0,0,0,0,0,0.10325466311381805,9.406851959947915E-2,0.11705228639096374,9.1204069104621588E-2,9.7198557673257524E-2,0.10646195985151548,0.11878155503197577,9.237266607392354E-2,0.10229238754325259,0.1065882015214583,9.7857838364167476E-2,7.5384957611409079E-2,7.8573438379290941E-2,7.2976361031518625E-2,5.3708685626441197E-2,5.5619320899091343E-2,5.8381064108757159E-2,5.7661979964905269E-2,6.0706551164049813E-2,4.4564675731472915E-2,5.9737653565660027E-2,5.7933164841336704E-2,5.1109298102481777E-2,3.8496840007342721E-2,5.5373423628227524E-2,6.8335050098323816E-2,6.4616034349264453E-2,7.4657088445869393E-2,7.2411162839632809E-2,6.576292870147124E-2,3.989984839435843E-2,5.2028741492565631E-2,7.1560196560196562E-2,7.647371216144451E-2,9.8630946966251257E-2,9.3138763131290936E-2,6.6935277266693058E-2,6.3341108917997491E-2,8.1876312498525283E-2,0.10989416954603734,5.8313175939068027E-2,6.9258678803752763E-2,9.4731709582298179E-2,9.8131139855520272E-2,0.11614213614541874,8.8284696871290674E-2]
[null,"Cambodia",0,0,0,0,0,0,0,0,0,0,0,0,0,0,0,0,0,0,0,0,0,0,0,0,0,0,0,0,0,0,0,0,0,0,0,0,0,0,0,0,0,0,3.9835164835164832E-2,5.3735255570117955E-2,3.4355828220858899E-2,4.5643153526970952E-2,4.3256997455470736E-2,3.351206434316354E-2,3.1039136302294199E-2,3.7124802527646127E-2,3.2000000000000001E-2,4.9056603773584909E-2,0.36052998605299863,0.5714285714285714,0.60483344219464408,0.45485558335228565,0.46818019306399716]
[null,"Cameroon",0,0,0,0,0,0,0,0,0,0,0,0.97302325581395344,0.96233183856502247,0.95527728085867625,0.95429029671210908,0.95220588235294112,0.947209653092006,0.94230769230769229,0.94166043380703068,0.94304253785147796,0.93943565037852717,0.94814038763750652,0.94878957169459965,0.96534195933456557,0.98285198555956677,0.97828758705448582,0.98103309120258275,0.97727272727272729,0.98055661456347698,0.98411525674178058,0.98479792361883578,0.98560885608856086,0.98721227621483376,0.98940677966101698,0.9882352941176471,0.98850987432675042,0.98862461220268871,0.98849104859335035,0.98358585858585856,0.98755924170616116,0.98908045977011494,0.98107879130189213,0.96424242424242423,0.95765472312703581,0.95377128953771284,0.94205794205794202,0.76224050137093613,0.73374022506198744,0.74493927125506076,0.69444924779526196,0.7221562976775725,0.7426110454315149,0.74010582010582016,0.67044334975369457,0.64181204276871129,0.54878509379327711,0.55109358192900681]
[null,"Canada",0.92089060586723692,0.90910273645864959,0.87968456690801822,0.84178603276107233,0.83157818181818177,0.8022119114420222,0.81224191168264281,0.79196702601373126,0.75455809598732426,0.77082651056165052,0.75478731528504339,0.73235722367727074,0.7379889244170692,0.72072452338372561,0.74305415939191932,0.73072758770030322,0.71319495674334388,0.68363113537416231,0.68605773577092333,0.67979449193840324,0.67281757831964384,0.68128617528043844,0.66553676400352135,0.65211485177647555,0.65472872474314092,0.66166856973511035,0.66307275901963381,0.6371935000241814,0.60777363503730442,0.58331831741646145,0.61558456645803983,0.60626872070817628,0.60809296550504632,0.60805424370956007,0.59357571809319509,0.59985714413264168,0.62075230962300743,0.61139818688981873,0.59092066397340692,0.59722944321135862,0.59199367234922295,0.56515819458103023,0.58313122340549406,0.57238500395222058,0.56818617522275849,0.58330821759949458,0.57752470240092446,0.58466662531194979,0.59727448516822423,0.60447769759636116,0.58146558786195757,0.59281151772978025,0.59981448499868273,0.59417008052198994,0.57812641711359281,0.57209876728015752,0.58007093973419332]
[null,"Chile",0,0,0,0,0,0,0,0,0,0,0,0.56417175035194744,0.64137004701141709,0.63826146475017109,0.68452188878132736,0.73156207054512135,0.71132909345693651,0.7128682487725041,0.69990347490347493,0.66894197952218426,0.66981533486511791,0.68041409250292206,0.75090556819139076,0.76148605830164762,0.73905312291620362,0.78846153846153844,0.80236028214867061,0.82004220758457502,0.74241797221401118,0.59193756667228115,0.48595689092096667,0.65798306698061215,0.74900505298931275,0.74374036578760994,0.67199430312141473,0.65700931244871019,0.54797774379331665,0.56900021022914982,0.44901292630037454,0.35399843709299295,0.46199910175158443,0.49382803131833253,0.50983490187996616,0.46283285997992696,0.42921027964380565,0.50459187561923635,0.52655459146782357,0.39532379633902476,0.40521573093930052,0.41658706893712327,0.35935069662772612,0.31970842907796021,0.28899944086823126,0.27012933689180868,0.32647378909728209,0.31677875495775132,0.29346345891965503]
[null,"China",0,0,0,0,0,0,0,0,0,0,0,0.21573111274107951,0.22127493410562624,0.22526661489486571,0.25211217232746441,0.22695178535404478,0.22097305679395232,0.21034397426379609,0.17384389909258163,0.17769107997871963,0.1936267172271563,0.21195072266951206,0.22705078125,0.2457318461188254,0.22994779935875354,0.22491416883780954,0.21028629902342447,0.20111810485249462,0.2001980888098164,0.20244181871035036,0.20396994533759988,0.18460062719055526,0.17567311300925245,0.18108203850433982,0.18034031963544109,0.18908061600493692,0.17400392505369178,0.17253725719437127,0.17815845824411136,0.16437016050138437,0.16405382160859988,0.18733393249868835,0.17409035621619137,0.14846539718592913,0.16044641665857348,0.15877720392918759,0.15205617396510901,0.14786564649170117,0.16877870664530448,0.16571464102473688,0.16948973650077528,0.14624130234665805,0.17308733949989688,0.16731349029635798,0.18552493979167789,0.19071258608607708,0.18790268214207384]
[null,"Colombia",0,0,0,0,0,0,0,0,0,0,0,0.65062005663509426,0.69326493777904441,0.68280725896619932,0.68427157438911224,0.68834583558889495,0.67101999124471035,0.68512813790391291,0.69515636698727179,0.69771112865035512,0.69866966643842321,0.68782788660538097,0.68154359390496799,0.66631739794804623,0.67411243773226848,0.68375144444030267,0.72103295956506963,0.73445090008572245,0.73842845026051129,0.76233914784100654,0.75630552575845089,0.74955393349553934,0.67632952889752307,0.72245130838455351,0.77420367552947422,0.75287948309766828,0.81848161985148282,0.70561596233606094,0.68561373811167781,0.78793610760823873,0.74374492753623189,0.73196445835827084,0.75414057990320149,0.77725016651984269,0.80607011404090989,0.79073047658779827,0.79497814563377667,0.80479855138071521,0.82954342307554796,0.7182977829883288,0.67987681744749595,0.8012130153266126,0.76329044884340214,0.67925344289324663,0.67304042179261858,0.62179774417800771,0.63671590554457502]
[null,"Congo",0,0,0,0,0,0,0,0,0,0,0,0.61363636363636365,0.6470588235294118,0.52083333333333337,0.55555555555555558,0.55238095238095242,0.55263157894736847,0.46153846153846156,0.16666666666666666,0.59230769230769231,0.64516129032258063,0.65189873417721522,0.89230769230769236,0.99145299145299148,0.9920948616600791,0.98979591836734693,0.99259259259259258,0.98932384341637014,0.98972602739726023,0.99250000000000005,0.99391480730223125,1,0.99065420560747663,0.99171270718232041,0.99382716049382713,0.99435028248587576,0.99563318777292575,0.99558498896247238,0.9941860465116279,0.85585585585585588,0.9966216216216216,1,1,0.8571428571428571,0.83123425692695219,0.81986143187066973,0.82119205298013243,0.82309582309582308,0.81344902386117135,0.61224489795918369,0.54719387755102045,0.61175560711523591,0.58058823529411763,0.56816851960210646,0.54712643678160922,0.53344867358708192,0.54706217912150601]
[null,"Costa Rica",0,0,0,0,0,0,0,0,0,0,0,0.89547038327526129,0.8666140489344909,0.83964365256124718,0.85013623978201636,0.84585238406270413,0.8797814207650273,0.75965909090909089,0.7677922077922078,0.81271907861792692,0.95238095238095233,0.96617336152219868,0.96875,0.97073170731707314,0.97945875448320829,0.97869318181818177,0.98033231603933535,0.95754867539099908,0.9539617914187285,0.97595307917888563,0.97520184544405997,0.94616977225672882,0.72964169381107491,0.80048859934853422,0.80272801302931596,0.72812948166359348,0.79383590170762186,0.85688825521297451,0.79198226491779056,0.83133700226610552,0.82150599797658619,0.80919199406968123,0.79335548172757475,0.80799677982020668,0.81107729762629333,0.79491525423728815,0.75899735540991142,0.7479558011049724,0.77960734642178597,0.77593984962406015,0.7578002713137848,0.72569161920260372,0.71092982111264003,0.66936980947728386,0.6574336889497896,0.74611542730299663,0.73761602793860859]
[null,"Côte d'Ivoire",0,0,0,0,0,0,0,0,0,0,0,0.23639455782312926,0.32658959537572252,0.21105527638190955,0.32435597189695553,0.39812889812889812,0.30852017937219733,0.17860016090104586,0.1181046676096181,0.40131940626717977,0.77301315037164098,0.91631355932203384,0.88751926040061635,0.50387196695921532,0.24933155080213903,0.7612107623318386,0.64212788823213329,0.48412333179935574,0.53699697100822152,0.72421626533393912,0.66666666666666663,0.69014859658778205,0.56648648648648647,0.50228519195612431,0.49724692926725966,0.60536138445877163,0.54696132596685088,0.46613743487968246,0.34236698160119344,0.36412705003113971,0.36749999999999999,0.36847492323439102,0.32659614658103514,0.36013367407116176,0.31724137931034485,0.25294842457313854,0.26702033598585323,0.31912626531699523,0.3272413793103448,0.36297053312893884,0.27124895222129086,0.2908673553041482,0.25498859749144814,0.2099346405228758,0.2308713492638185,0.15520606130180231,0.14912708475568126]
[null,"Croatia",0,0,0,0,0,0,0,0,0,0,0,0,0,0,0,0,0,0,0,0,0,0,0,0,0,0,0,0,0,0,0.45431472081218272,0.65775640308690309,0.48854190069647269,0.47574236721037222,0.6195144192408526,0.61265631737818027,0.703750111876846,0.57174953599687406,0.52575519469181076,0.56461431763889958,0.57293793838231377,0.56228956228956228,0.46052735143644236,0.41373559733171617,0.54882348708354323,0.53886804013173006,0.51203280971910548,0.37465125548027101,0.45231202566309364,0.55415108451757666,0.61678832116788318,0.44761650658128782,0.45662229774379309,0.61819746181974622,0.67036320333432564,0.56869549741946968,0.54324217201743952]
[null,"Cuba",0,0,0,0,0,0,0,0,0,0,0,2.1912350597609563E-2,1.4044410704118429E-2,1.0861948142957253E-2,1.4786509386941352E-2,9.562841530054645E-3,7.3662265462126481E-3,9.4743672939649574E-3,9.7831211692597838E-3,1.1061476281642203E-2,9.7106817499249178E-3,5.6737588652482273E-3,3.8836705202312137E-3,5.453601108033241E-3,5.6952241477503862E-3,4.426592343634724E-3,4.4778384942319371E-3,3.2369602001029942E-3,5.0199422362811165E-3,5.3809305072511316E-3,6.0569755058572953E-3,7.926322941043255E-3,7.0202808112324495E-3,7.4531903290310855E-3,4.0952778938570834E-3,5.9394814993177624E-3,7.1773949833786642E-3,9.1898769970309626E-3,6.8560927339553291E-3,7.1073695832183275E-3,5.9203086542938864E-3,4.9019607843137254E-3,6.7515923566878978E-3,8.0956296249446585E-3,5.6283978253917491E-3,4.4316996871741395E-3,5.7070001821383038E-3,6.8660273506213473E-3,7.8067545397974766E-3,8.517599277978339E-3,5.5756739667758813E-3,5.5743243243243246E-3,6.0234425873670503E-3,6.6353187042842215E-3,5.3702364969534233E-3,2.3659305993690852E-3,3.1283605435526445E-3]
[null,"Curaçao",0,0,0,0,0,0,0,0,0,0,0,0,0,0,0,0,0,0,0,0,0,0,0,0,0,0,0,0,0,0,0,0,0,0,0,0,0,0,0,0,0,0,0,0,0,0,0,0,0,0,0,0,0,0,0,0,0]
[null,"Cyprus",0,0,0,0,0,0,0,0,0,0,0,0,0,0,0,0,0,0,0,0,0,0,0,0,0,0,0,0,0,0,0,0,0,0,0,0,0,0,0,0,0,0,0,0,0,0,0,0,0,0,0,0,0,0,0,0,0]
[null,"Czech Republic",0,0,0,0,0,0,0,0,0,0,0,3.3212361156933906E-2,3.1936127744510975E-2,2.6254432408801671E-2,4.2165044042651832E-2,3.9513810229153963E-2,2.9981961060772565E-2,3.8422471383365235E-2,3.4100437901798196E-2,4.4742336435832891E-2,4.5559860224855669E-2,3.846799932806988E-2,3.0559774553040424E-2,2.9213959153413002E-2,2.2370053770853441E-2,2.8750365616558558E-2,3.0954030954030955E-2,3.9632773811820697E-2,3.2626604905648643E-2,2.5226082817705855E-2,1.8644312761959821E-2,1.8060300507479518E-2,2.3739776825778484E-2,2.3340266648480924E-2,2.5004709791227799E-2,3.30499380932728E-2,3.0850947150713692E-2,2.6457168662503697E-2,2.1601881653874722E-2,2.6200533050702163E-2,2.4111588100560959E-2,2.7669262063205538E-2,3.2791631028357131E-2,1.6699671561051004E-2,2.4095954171142141E-2,2.9048833774761688E-2,3.0482702560547015E-2,2.3802470261154916E-2,2.4299177621705983E-2,2.9755488043904352E-2,3.2691766691672917E-2,2.2621462155434681E-2,2.4559622550094015E-2,3.1787740675286016E-2,2.243348688540002E-2,2.1727026241890192E-2,2.4358459083878355E-2]
[null,"North Korea",0,0,0,0,0,0,0,0,0,0,0,0.6164199192462988,0.59287531806615779,0.57177322074788905,0.55275229357798161,0.53551912568306015,0.52754237288135597,0.52004110996916753,0.51297405189620759,0.5063045586808923,0.5,0.49403122130394855,0.48837209302325579,0.48299912816041846,0.47789115646258501,0.49003984063745021,0.51383399209486169,0.52107279693486586,0.5376344086021505,0.51369863013698636,0.56317689530685922,0.57034220532319391,0.5748987854251012,0.60180995475113119,0.59740259740259738,0.61739130434782608,0.58685446009389675,0.55440414507772018,0.6,0.55376344086021501,0.52577319587628868,0.52475247524752477,0.53701456310679607,0.55814839508524616,0.56887998907750426,0.57314944134078216,0.56251392912859377,0.61701435673465599,0.60624865330747679,0.59165996118710651,0.6185376661742984,0.68657026942681787,0.70180910792264506,0.75823696268819551,0.72589200960410971,0.72796098129140274,0.75623301429753043]
[null,"Democratic Republic of the Congo",0,0,0,0,0,0,0,0,0,0,0,0.96953455571227076,0.96707934721440625,0.97920997920997921,0.9766906474820144,0.97526315789473683,0.98043052837573386,0.98188405797101452,0.98039215686274506,0.96031938059520927,0.95455568053993256,0.95905221992178513,0.96421889616463985,0.96990038977912518,0.97104446742502581,0.97215238831947404,0.97280799112097671,0.97236134297903909,0.97329376854599403,0.99682860025947817,0.99557522123893805,0.99583412232531721,0.99687139799110813,0.99693417493237146,0.99661144578313254,0.99708596406022343,0.99705352758225574,0.99623240134840374,0.99598138747884946,0.99547681869581606,0.99949849548645942,0.99916135524991612,0.99868852459016388,0.99886123312184805,0.99886765746638362,0.99905071874152429,0.99390163065093462,0.98896219233697036,0.98715061597562592,0.98905016552075375,0.98912080961416826,0.98885934928471964,0.99658434051497635,0.99673044320658755,0.99661016949152548,0.99586730704791693,0.99605911330049257]
[null,"Denmark",4.5126353790613718E-3,4.8908954100827691E-3,4.2091630241217421E-3,3.3444816053511705E-3,3.192032686414709E-3,3.1669622498099823E-3,2.6107038859323225E-3,2.4649970420035495E-3,1.6226240148354196E-3,1.2505684402000909E-3,1.1985617259288853E-3,1.288659793814433E-3,1.1665208515602217E-3,1.2552301255230125E-3,1.3112604491067037E-3,1.3140604467805519E-3,1.1702179530937637E-3,9.9709934735315447E-4,1.1264570477030071E-3,1.1306589480349148E-3,1.1208668036614981E-3,1.6697869756615899E-3,1.3065834949001097E-3,1.5329816493079038E-3,1.3232180663373325E-3,1.0293713972001099E-3,9.4207841990709158E-4,9.8341754552545022E-4,1.1756323477021731E-3,1.0029215540923559E-3,1.0776691555692403E-3,6.8408811054863862E-4,9.1092458845728412E-4,8.2415965149820454E-4,8.1324855833210118E-4,8.1614886555307685E-4,3.5459669291926395E-4,4.2874873067809996E-4,6.5672658283268061E-4,7.9650565262076058E-4,8.3210828502482451E-4,7.4213469744758675E-4,8.1451879756662513E-4,4.546832373446499E-4,6.6772183203086361E-4,6.3455277823759864E-4,5.0426432220297733E-4,7.121782480415098E-4,7.100720996285777E-4,5.2222191682928839E-4,5.4037362976686737E-4,4.8255698430270513E-4,5.5372789159962221E-4,3.741760930259333E-4,4.6605561597017243E-4,6.2184757824915355E-4,6.2250180197890041E-4]
[null,"Dominican Republic",0,0,0,0,0,0,0,0,0,0,0,0.30751577739529545,0.34143449911084767,0.23597506678539626,0.23176361957525393,0.17557565789473684,0.32126696832579188,0.16332378223495703,0.25887265135699372,0.25891181988742962,0.17127071823204421,0.41224366706875754,0.28688805203697365,0.27574068641830451,0.3059166887768639,0.27401197604790417,0.32031430552345735,0.32918721852884408,0.4532967032967033,0.14562211981566819,9.4375338020551647E-2,0.1301668806161746,9.5502598100698805E-2,0.21090977022230525,9.4286219706350607E-2,0.11027935000912908,0.13046107331821619,9.1901603095632944E-2,0.10964119158656134,0.14017704864777064,8.9083969465648852E-2,7.213755373192654E-2,8.6993847474602953E-2,0.11934385208869118,0.16299777393024981,0.17636120202320738,0.15231056158043793,0.13983220135836996,0.11461166014459109,0.12895670688431513,0.11748706381849543,0.11746819733167856,0.1294759445186002,0.12729544713680321,8.9819682324345715E-2,6.3874628478789511E-2,9.7764499845472336E-2]
[null,"Ecuador",0,0,0,0,0,0,0,0,0,0,0,0.41904761904761906,0.39838854073410923,0.3463375796178344,0.35842293906810035,0.38574938574938578,0.32509403546480387,0.25398270368684572,0.3036468330134357,0.23185088293001963,0.25860023724792408,0.21134020618556701,0.2162358057501812,0.39995352079944224,0.71274250440917108,0.71939447125932432,0.80047885075818037,0.84881129271916789,0.85552207055486618,0.85872768244063091,0.78547802803591116,0.72770289647261255,0.69121734296831572,0.7839697746592903,0.80611493123772104,0.6122909004626883,0.67922912205567454,0.63057324840764328,0.59742883379247014,0.69625533566162201,0.71701846965699212,0.63990950226244347,0.63299125168236881,0.621946994630175,0.57573403759515307,0.54303747534516766,0.50657193605683837,0.55197898851698024,0.60020194504968916,0.49663417523830039,0.44266748680096368,0.54191004672897192,0.53565019477393094,0.47457117062894977,0.47138684329616981,0.50700735578784362,0.57966610529398843]
[null,"Egypt",0,0,0,0,0,0,0,0,0,0,0,0.63028257064266069,0.64142732811140124,0.63607204539847029,0.66819471731063085,0.6543947571318427,0.65619875368973435,0.63947070478347012,0.61518151815181521,0.5677611940298507,0.51750356407413278,0.47935241670577194,0.46394401133947555,0.37934232389195871,0.33161210368687388,0.27538305041642824,0.27734281616065026,0.22877526753864447,0.22738756947953512,0.23947753847631395,0.23504354411207876,0.22349647823731261,0.21235605762073645,0.21936982174240521,0.22251744280382929,0.21948076923076923,0.20955749002538993,0.20515848565756145,0.19410475494711432,0.21401562157821738,0.17528121520801607,0.18167190989649623,0.1441753559816123,0.13677862643539287,0.12481860630410961,0.11633084920415862,0.11199493964837488,0.1239520814519416,0.11204212454212455,9.2539568345323744E-2,8.8871631379601621E-2,8.2169675870043077E-2,7.9700901426245835E-2,7.9452543885748295E-2,7.9039313795568264E-2,7.2697509660798632E-2,6.9264693017439677E-2]
[null,"El Salvador",0,0,0,0,0,0,0,0,0,0,0,0.70731707317073167,0.54702970297029707,0.53653217011995635,0.56653225806451613,0.28888888888888886,0.16940363007778739,0.31909937888198758,0.46868402533427161,0.67963085036255766,0.647945205479452,0.38916607270135423,0.31719298245614036,0.52142857142857146,0.5384138785625775,0.68640093786635403,0.73668461998803114,0.59904912836767032,0.65724381625441697,0.70197044334975367,0.74301172227231738,0.55202437962559858,0.59445843828715361,0.54545454545454541,0.46012074992055924,0.44441087613293051,0.55743043220840738,0.39849414389291687,0.41483443708609269,0.47964169381107491,0.34794196031981051,0.29610786059526839,0.27452398168233311,0.33137432188065097,0.30830741892492225,0.34605017623885548,0.34694960212201592,0.29926002409223884,0.34148793565683644,0.25984116022099446,0.3482620320855615,0.33059345717573568,0.29613596280262949,0.28539540816326531,0.27607263377792063,0.22591417598931374,0.21072860962566844]
[null,"Eritrea",0,0,0,0,0,0,0,0,0,0,0,0,0,0,0,0,0,0,0,0,0,0,0,0,0,0,0,0,0,0,0,0,0,0,0,0,0,0,0,0,0,0,0,0,0,0,0,0,0,0,0,0,0,0,0,0,0]
[null,"Estonia",0,0,0,0,0,0,0,0,0,0,0,0,0,0,0,0,0,0,0,0,0,0,0,0,0,0,0,0,0,0,0,0,8.452370890034655E-5,1.0968520346605243E-4,3.2779720279720281E-4,2.300701714022777E-4,2.1970778864110734E-4,3.254502061184639E-4,4.6942847083675623E-4,4.8379293662312528E-4,5.8733701397862095E-4,8.2517977130732053E-4,7.0364723818459017E-4,1.2796535092036618E-3,2.1350931677018635E-3,2.1558059774620282E-3,1.4385532264693795E-3,1.7227235438884332E-3,2.6462527171344863E-3,3.6450620799635494E-3,2.0826905276149338E-3,2.3268440238889319E-3,3.5096515417397845E-3,1.958568738229755E-3,2.1693716856821467E-3,2.59665320253895E-3,2.8745072273324572E-3]
[null,"Ethiopia",0,0,0,0,0,0,0,0,0,0,0,0.51264755480607083,0.51063829787234039,0.56345177664974622,0.59284497444633732,0.60380622837370246,0.63020833333333337,0.69060773480662985,0.71604938271604934,0.70127795527156545,0.7024673439767779,0.70319001386962554,0.72681704260651625,0.73255813953488369,0.75824175824175821,0.76013513513513509,0.78360655737704921,0.80829596412556048,0.81185860889395667,0.82025028441410697,0.88352745424292845,0.89495450785773367,0.92747784045124904,0.91323210412147504,0.93314955203308059,0.93516699410609039,0.94198378041172803,0.97026022304832715,0.95523290986085907,0.97627737226277367,0.98327359617682197,0.99005964214711728,0.98972602739726023,0.99303135888501737,0.99291059472233167,0.99578207381370831,0.99694096053839099,0.95432760078939949,0.8726502515223723,0.8827655310621243,0.99016064257028114,0.98832070707070707,0.97312961011591148,0.95817053550907838,0.94724119810825014,0.92689470154258891,0.92695528238018887]
[null,"Finland",0.61231841952353283,0.76628462273161413,0.84108126721763088,0.7080761099365751,0.65354762838102709,0.67198275862068968,0.65388007054673725,0.69385441527446301,0.58814623752383088,0.43770959507482859,0.42099040516574965,0.49015266823486003,0.44295215618965889,0.40284269404643325,0.45713148275487675,0.46433074777425393,0.32250897282515811,0.36618526799202367,0.27264077017799171,0.27699207501974876,0.25071784425847304,0.33374074164609252,0.31786278081360048,0.32180012797118279,0.29249011857707508,0.2480690321023413,0.25147160313400724,0.25832365828995169,0.24798619102416572,0.24209822175149118,0.19969840189786123,0.227589418135412,0.26170636639237765,0.22063229587910738,0.17959500845636969,0.20184274225033186,0.17095988352817379,0.17696889094483637,0.2145025439309077,0.18399873302906836,0.2095004001371899,0.17728163681765702,0.1437662597558535,0.11373716291535232,0.17554895451103733,0.1952905840015868,0.13963942074059676,0.17449689211643793,0.2209939043289596,0.17602575309772578,0.16017552123360687,0.16931742425273125,0.2394370197838406,0.18016475574329541,0.1967427379798514,0.2444567546685715,0.22979695136141495]
[null,"Macedonia, FYR",0,0,0,0,0,0,0,0,0,0,0,0,0,0,0,0,0,0,0,0,0,0,0,0,0,0,0,0,0,0,8.5272664119485933E-2,0.14696707105719237,0.13981863149216817,0.10077220077220077,0.1170230678565415,0.13062622309197652,0.12799277217286553,0.13366998366255756,0.1536606129398411,0.20238962552819467,0.17178094259286447,9.8396730587865452E-2,0.12428172713840092,0.20391807658058772,0.22228888555572221,0.21492365312590031,0.23551241792749072,0.15543244075100029,0.133100934875614,0.18599882835383713,0.33484848484848484,0.21201361148098832,0.16624081763015011,0.25992779783393499,0.22459992556754746,0.33032235210768685,0.33700479658909221]
[null,"France",0.54473147790404886,0.48467778278503831,0.41605663538104964,0.4770214610882289,0.35648818626507733,0.44172524925083395,0.47103679171216373,0.3881474256968328,0.40896038158278986,0.38502327611288917,0.38600482216561549,0.31342517436749673,0.28517356791140236,0.26129265566440923,0.30089859617762127,0.32436020594298792,0.2358433281355504,0.36261344737467333,0.30223086957483031,0.2761395439744832,0.27016649307444773,0.26189456880600803,0.25337561227861011,0.23508679268280297,0.20356544027174706,0.1807481448180433,0.17328807204089047,0.18727453365989979,0.19609360585497856,0.11557142644733777,0.12911344466309843,0.12754754080936734,0.14990076324261811,0.13817618927976766,0.16602436192695635,0.14885759597394957,0.12971168198601618,0.12727980438145617,0.12240717887656574,0.13911905716593412,0.12400034380698975,0.13619983604963992,0.10909271535140798,0.10497361545708571,0.10471945279668021,9.0124472610773623E-2,9.8875895411384349E-2,0.1021142927037668,0.11185068301065897,0.10734040850150198,0.11110087549913371,7.9996642323512127E-2,0.10484571420401539,0.12434784902276264,0.11252657350046655,9.62986808545261E-2,0.10890415679673812]
[null,"Gabon",0,0,0,0,0,0,0,0,0,0,0,0,3.7313432835820892E-2,3.0303030303030304E-2,0.51813471502590669,0.56521739130434778,0.49390243902439024,0.67945823927765236,0.67889908256880738,0.59615384615384615,0.49056603773584906,0.69243697478991595,0.73013493253373318,0.7503429355281207,0.76729559748427678,0.7746806039488966,0.78040540540540537,0.77988826815642454,0.77912087912087913,0.77054794520547942,0.72085889570552142,0.71776649746192889,0.71701913393756289,0.71071071071071068,0.69981238273921198,0.69446883230904299,0.63426688632619443,0.64410828025477707,0.60461653015636629,0.62575301204819278,0.61064638783269964,0.6240227434257285,0.6228070175438597,0.58631921824104238,0.57987012987012987,0.51588310038119445,0.56756756756756754,0.46193771626297581,0.49040043883708173,0.51528384279475981,0.46873385012919899,0.41136141038197843,0.41939953810623559,0.44550214183722037,0.39719859929964985,0.43139097744360905,0.40796232876712329]
[null,"Georgia",0,0,0,0,0,0,0,0,0,0,0,0,0,0,0,0,0,0,0,0,0,0,0,0,0,0,0,0,0,0,0.55209851355290007,0.57135160098522164,0.58310919849381393,0.63146819703491153,0.61429608127721336,0.63809173411822417,0.83484068456936134,0.84419935781097311,0.83066093077825576,0.8384745542105948,0.78933189655172409,0.79890442554418339,0.93247898580680721,0.91145251396648042,0.87362796071634896,0.85812577404706203,0.72938108961163717,0.81829092654824775,0.84727315745889031,0.86609020799252157,0.92522718293164752,0.77398469688051796,0.74502320783909226,0.8222487324783776,0.80368334779674089,0.78039324286901135,0.80603075859685502]
[null,"Germany",0.10192345154104804,9.4368148177464681E-2,8.309111174246564E-2,7.4999665000602997E-2,6.7719924674117735E-2,8.3192860684184439E-2,8.9459653730126834E-2,8.3462343552396318E-2,7.7272794732389766E-2,5.8395265681983138E-2,5.6763750481748608E-2,4.1115480872363247E-2,3.8160523417013363E-2,4.0691648501944691E-2,4.5165568679060741E-2,4.4435469161216351E-2,3.2860095438549869E-2,4.1246042159074105E-2,4.0980056878300974E-2,3.9302953763369571E-2,4.089076639361839E-2,4.2555966280195923E-2,4.216325684829815E-2,3.922526792642772E-2,3.6710629072417747E-2,3.3369832488089751E-2,3.5579795827240794E-2,3.8336032213125419E-2,3.6674593179786844E-2,3.2685859450266148E-2,3.1819592805624027E-2,2.7790738038094457E-2,3.2598674841475661E-2,3.4217119277608822E-2,3.7947087327805336E-2,4.0877304275037815E-2,3.9871724796664551E-2,3.1672721897918109E-2,3.1167232405521612E-2,3.5557284927019518E-2,3.7972228483364873E-2,3.9067789910738532E-2,3.9735099337748346E-2,2.9358701000492045E-2,3.2884692483288472E-2,3.1890224098733357E-2,3.1621602827105313E-2,3.3407347438622739E-2,3.2225164727765696E-2,3.2257791126946302E-2,3.3440102907356245E-2,2.9101095469905868E-2,3.4879544922545122E-2,3.6334910616246274E-2,3.1493492920516196E-2,2.960682843266502E-2,3.1928531803440706E-2]
[null,"Ghana",0,0,0,0,0,0,0,0,0,0,0,0.98811141304347827,0.98927613941018766,0.99028132992327367,0.99245558530055977,0.99022066198595793,0.9888651978204217,0.9885264341957255,0.98621786376888421,0.98868488471391969,0.99228888470942256,0.99348958333333337,0.99436506339303687,0.99066874027993779,0.98198689956331875,0.98972829688535457,0.99318491594729663,1,1,1,1,1,1,0.99651512751465232,0.99541734860883802,0.9968933943754088,0.99969820431567824,0.99491722335172816,0.7753036437246964,0.83586675291073742,0.91499376990170289,0.84094668532892225,0.69242403409872133,0.6606596395783747,0.87448253022023514,0.82925751325869179,0.66654804270462631,0.53410719403840645,0.74423354156655452,0.76769368162536278,0.68810858660371788,0.67508928571428573,0.67124085163007319,0.63965503845855021,0.64699529429915914,0.5086589504829867,0.42701374491284649]
[null,"Gibraltar",0,0,0,0,0,0,0,0,0,0,0,0,0,0,0,0,0,0,0,0,0,0,0,0,0,0,0,0,0,0,0,0,0,0,0,0,0,0,0,0,0,0,0,0,0,0,0,0,0,0,0,0,0,0,0,0,0]
[null,"Greece",0.20305676855895197,0.21883239171374766,0.21950390757730207,0.25427799459621736,0.19824341279799249,0.17326411421155094,0.28756648936170215,0.23830031581969566,0.17768541369008961,0.23294037633189754,0.26843177189409367,0.22937208095485209,0.20402408353021873,0.15003037052034826,0.1562583222370173,0.125,0.10530740346354313,0.10123781933105083,0.14194774346793348,0.16134286489910415,0.1503112170573434,0.1456418586756722,0.15301650051564111,9.7569111453946547E-2,0.11538461538461539,0.10111751982696467,0.11502631204665055,9.2401781559529356E-2,7.1346722151860567E-2,5.5539315989476763E-2,5.0869877785765634E-2,8.6702291357748373E-2,5.918065815983882E-2,5.9836903794215593E-2,6.4361952403358014E-2,8.5450010896147607E-2,0.10252057249298531,8.9670146909359691E-2,8.0489389346037249E-2,9.2964874987346902E-2,6.9124941506785206E-2,3.9509382771874296E-2,5.1904717768097137E-2,8.2307227355150683E-2,7.9438219441279989E-2,8.4422905413364294E-2,9.7459246581033249E-2,4.1316515443861522E-2,5.2644964394710073E-2,8.7962811405375319E-2,0.13003991841999757,6.7785439059014393E-2,7.2452321008375703E-2,0.1111111111111111,8.8910076872653593E-2,0.11767203118366718,0.10186342252278742]
[null,"Guatemala",0,0,0,0,0,0,0,0,0,0,0,0.36465638148667601,0.26547619047619048,0.2566079295154185,0.31772151898734174,0.25402504472271914,0.22631959508315258,0.15455746367239101,0.17754077791718947,0.16349583828775269,0.11987704918032786,0.16773442050087362,0.2490613266583229,0.45821727019498609,0.32503276539973786,0.33821733821733824,0.8952811893988365,0.79420289855072468,0.80434782608695654,0.79647283126787416,0.78591033851784076,0.75153105861767278,0.50138600138600142,0.53477051460361613,0.52794830371567048,0.53826530612244894,0.55502818154850198,0.53097090175741857,0.48788150807899461,0.45533474821531933,0.41699735449735448,0.37561891753457399,0.31497334840898078,0.37859266600594649,0.33350669613834349,0.36513852652503415,0.40448199853049227,0.34616263133851072,0.42154163799036476,0.3251906709406433,0.43281232430001126,0.45453555482957642,0.46235897435897438,0.44799618320610685,0.44076812116840969,0.33487456117818304,0.32385542168674697]
[null,"Haiti",0,0,0,0,0,0,0,0,0,0,0,0.32926829268292684,0.74528301886792447,0.68852459016393441,0.83443708609271527,0.86868686868686873,0.85858585858585856,0.73684210526315785,0.77551020408163263,0.69285714285714284,0.70063694267515919,0.66935483870967738,0.62051282051282053,0.47931873479318737,0.47393364928909953,0.48979591836734693,0.71783295711060946,0.64777327935222673,0.73271028037383179,0.70608695652173914,0.76549413735343386,0.70940170940170943,0.75886524822695034,0.75274725274725274,0.8291814946619217,0.51111111111111107,0.44958677685950416,0.33057851239669422,0.46153846153846156,0.58022922636103147,0.51736745886654478,0.47643097643097643,0.47531992687385738,0.47663551401869159,0.47531992687385738,0.4766187050359712,0.47543859649122805,0.32905982905982906,0.37242798353909468,0.28710124826629679,0.30153321976149916,0.17612809315866085,0.2009090909090909,0.13364928909952606,8.7124878993223617E-2,7.9961464354527945E-2,6.5498154981549817E-2]
[null,"Honduras",0,0,0,0,0,0,0,0,0,0,0,0.61892583120204603,0.71867612293144212,0.73868312757201648,0.77071290944123316,0.7407407407407407,0.70588235294117652,0.6816860465116279,0.85243741765480896,0.87074030552291426,0.86313465783664456,0.83097165991902833,0.8080229226361032,0.73151408450704225,0.73199329983249584,0.93548387096774188,0.96945010183299385,0.97217584863661655,0.97236438075742071,0.97601566324033284,0.98275118585597243,0.98550724637681164,0.93555271020059749,0.88134270101483214,0.77815845824411134,0.61326979472140764,0.66481904140854253,0.66485969387755106,0.56310395314787698,0.59503901895206246,0.61782394751230185,0.48583822403674409,0.38856729377713461,0.3785605566427484,0.28394811511957846,0.29748917748917747,0.33790401567091088,0.33905053598774887,0.33691176470588236,0.41108171663727217,0.44393196886710867,0.38314958486457057,0.37774464624559501,0.36524869982664354,0.30983567516075255,0.26101505856107082,0.26756233633154958]
[null,"Hong Kong (China)",0,0,0,0,0,0,0,0,0,0,0,0,0,0,0,0,0,0,0,0,0,0,0,0,0,0,0,0,0,0,0,0,0,0,0,0,0,0,0,0,0,0,0,0,0,0,0,0,0,0,0,0,0,0,0,0,0]
[null,"Hungary",0,0,0,0,0,6.7102084638096093E-3,8.4309923277969823E-3,6.5652522017614094E-3,6.7654884074496392E-3,6.7524344303077685E-3,6.0514372163388806E-3,6.4025610244097643E-3,6.7389572995160208E-3,5.7246500028339852E-3,4.2665262048986038E-3,7.9620945681906988E-3,7.4829931972789114E-3,6.3669771814374842E-3,5.4026543475707628E-3,5.954565846894245E-3,4.6909029988272746E-3,6.9135802469135806E-3,6.4177598385469223E-3,6.0100814269096548E-3,6.8813443333460064E-3,5.7844454396178534E-3,5.4874572405929304E-3,5.680863222293186E-3,5.7811377552765709E-3,5.3412663534025216E-3,6.2596708397805595E-3,6.4746520708874279E-3,4.9865867129556575E-3,5.0432933313079142E-3,4.8038191854393557E-3,4.7915809277441351E-3,5.8991165574237671E-3,6.1022120518688027E-3,4.1677870395267543E-3,4.7843095791922181E-3,5.0581114489500157E-3,5.1077852533296716E-3,5.365489393478441E-3,5.0080538878313078E-3,6.0816423400973062E-3,5.6494014990491103E-3,5.186982347527817E-3,5.2552552552552556E-3,5.3216739537788882E-3,6.3495599866325051E-3,5.0306387305664819E-3,6.1634137538521339E-3,6.1498484192291031E-3,7.0310952663893839E-3,1.02408818726184E-2,7.7120822622107968E-3,8.1295709218745099E-3]
[null,"Iceland",0.95462794918330307,0.96019900497512434,0.95974235104669892,0.96341463414634143,0.96328928046989726,0.94985250737463123,0.92920353982300885,0.94759206798866857,0.94787379972565156,0.94633077765607887,0.96169354838709675,0.96175200493522517,0.96098104793756967,0.95129310344827589,0.96576500422654266,0.9608265174343521,0.96896692527562267,0.96732522796352582,0.97303287772441815,0.96446700507614214,0.96953517587939697,0.94688922610015169,0.94825213322323154,0.94775339602925812,0.95021372894141309,0.94974358974358974,0.944093339815265,0.93990498812351542,0.94037516748548455,0.93872603041657487,0.93215077605321506,0.93546951490876729,0.94808622965244171,0.94478527607361962,0.94456066945606698,0.93997189319413776,0.93148545773960567,0.93215180809165776,0.8949211908931699,0.84126321647189761,0.82717334721499214,0.81887215237146771,0.82901615969581754,0.83388235294117652,0.82732227762959532,0.80808197098779644,0.73444108761329308,0.70084328295900478,0.75466083682516549,0.72941665676606871,0.73814408816460519,0.72668642147463836,0.70300302011510629,0.71003532788695078,0.71031286210892242,0.73307090802702268,0.72614555256064695]
[null,"India",0,0,0,0,0,0,0,0,0,0,0,0.42224029886719694,0.38577060525270862,0.39808505961866036,0.3636245076814732,0.3876707864907013,0.36441980860743606,0.384309801067443,0.4283340446203997,0.40322280426516338,0.38665714356900233,0.37469205773445174,0.34197989850298977,0.32888216130836817,0.31397303948662159,0.27427640983201318,0.26405224272077893,0.21390263468628035,0.23691879502292076,0.22857941710997801,0.24478362461227335,0.22795186308166487,0.20726553394171082,0.19531377738364117,0.21167924301392227,0.17135438795260349,0.15558730653159711,0.15795319435218055,0.16476989623841937,0.14814482291074996,0.13070663240229741,0.12529859513644842,0.11207006692852767,0.12415090107046772,0.13232922655415055,0.1507847345652101,0.15556279271734746,0.15525812201601819,0.13921893936719734,0.12345218786515286,0.12655455859358664,0.13203712422444214,0.11189828528033706,0.1239625668269731,0.11046421783004436,9.8784938482047252E-2,9.3080908847264818E-2]
[null,"Indonesia",0,0,0,0,0,0,0,0,0,0,0,0.44020501138952162,0.33049574361542311,0.43459915611814348,0.41581147852527556,0.39899665551839464,0.42823529411764705,0.35873425896028416,0.28193114687309023,0.23125302370585391,0.17928552386030391,0.18926455210874868,0.12466893681422626,0.1499587118084228,0.15548377624431067,0.21208682082564903,0.25785615420105601,0.19399347116430904,0.20955517638188961,0.24130466156732575,0.17473291088866441,0.17747723620782002,0.21227085491291883,0.17365638766519823,0.1188130378908836,0.1272109877857179,0.12050380958006024,6.8420276843501687E-2,0.12405494758963583,0.10942210324157597,0.10732386820251809,0.11510656369131096,9.1787796741731889E-2,8.0540655372032505E-2,8.0507310902690518E-2,8.4098518768280159E-2,7.2314235902368643E-2,7.9394446750286674E-2,7.7200219653643709E-2,7.2614081416561421E-2,0.10283054991016465,6.7709100028895908E-2,6.3985402189671553E-2,7.8339968521433198E-2,6.6536186346960624E-2,5.8726237691466086E-2,7.7912257202962035E-2]
[null,"Iran",0,0,0,0,0,0,0,0,0,0,0,0.33053670573719923,0.36930807076311106,0.23501199040767387,0.24426990360585504,0.21942675159235669,0.22962278320143262,0.2219237252423093,0.31485866881644581,0.24734127527500113,0.2511170688114388,0.2501003774190958,0.22172926124638878,0.18791844648429215,0.15712958408482264,0.14150943396226415,0.18082316999831613,0.1816135246877503,0.15359243697478991,0.14269995446957048,0.10292375892524788,0.11003337179927018,0.13876754615877454,0.12890399454096899,9.0927965998192431E-2,8.5760346430378553E-2,8.134966489484631E-2,7.0874034674985931E-2,6.8042990798731925E-2,4.4098458151734909E-2,3.0185446067406474E-2,3.8994155101037639E-2,5.7307504199715059E-2,7.2122070731358609E-2,6.3665991684539708E-2,9.040474372220475E-2,9.4798683841770384E-2,8.8177620032747345E-2,2.3320747680977021E-2,3.2673804038487603E-2,4.0891315639232657E-2,5.0230783330278438E-2,4.8950746433009798E-2,5.5564446679927146E-2,5.047904475090037E-2,5.0207922803091581E-2,5.6801593945221968E-2]
[null,"Iraq",0,0,0,0,0,0,0,0,0,0,0,7.1428571428571425E-2,6.8965517241379309E-2,8.2409775504404661E-2,0.10376134889753567,0.10260405074560427,8.761213972132087E-2,8.8937774984286608E-2,9.0363752393107843E-2,0.10177514792899409,6.0616709127646488E-2,5.640835953393749E-2,4.3911007025761124E-2,3.7071362372567189E-2,3.1347962382445138E-2,2.9085014065703525E-2,2.6921523758244716E-2,0.11550422034651266,0.11087420042643924,0.10896898575020955,0.10833333333333334,4.3248438250840938E-2,2.766798418972332E-2,2.2813688212927757E-2,0.02,1.9164173082742157E-2,1.8974068772677342E-2,1.9150268631134844E-2,1.9163031184359348E-2,1.9168013179989229E-2,1.915360501567398E-2,1.9162196521038108E-2,1.5267400998139563E-2,1.5278757939308399E-2,1.526552097847964E-2,0.19736842105263158,0.18023238624604559,0.17257875259499955,9.4475168076339183E-2,8.5264353845747348E-2,9.7468716774351843E-2,6.3020611097712564E-2,9.5440914424790302E-2,8.1424805723871146E-2,4.3250501711722344E-2,3.7066154204518982E-2,4.2121704360864674E-2]
[null,"Ireland",0.41202475685234308,0.30085609457806767,0.2427255985267035,0.22508591065292097,0.23174697014484186,0.25494445949607153,0.21273408239700375,0.18246336996336995,0.15854410857495374,0.11073124406457739,0.13849076152650666,7.3921319796954321E-2,9.8998403251560466E-2,8.7642896026129555E-2,0.10300091731096842,6.9272703097992286E-2,7.1497351949927776E-2,8.3028489081033149E-2,7.2361600663487458E-2,7.7631578947368426E-2,7.9310997539276923E-2,8.1869123373539743E-2,7.6163342830009501E-2,7.2700296735905043E-2,6.1231755072979711E-2,7.0947960139681451E-2,7.4672950353457376E-2,5.392350938316573E-2,6.7623109732454445E-2,5.1130486182946654E-2,4.8984468339307051E-2,4.9966510381781647E-2,5.1774397972116602E-2,4.7371354263421886E-2,5.4670786783931544E-2,4.0502158600318111E-2,3.8160676532769555E-2,3.443547158311748E-2,4.3873934284893189E-2,3.88697450034459E-2,3.5736915473324041E-2,2.4196167586878856E-2,3.67105422050477E-2,2.4053738787659387E-2,2.4985127900059488E-2,2.4623429329587138E-2,2.6700103260067855E-2,2.3952310841383273E-2,3.2399358031295976E-2,3.2263833744679331E-2,2.125922771152754E-2,2.6026136572795878E-2,2.9548301525311325E-2,2.3421309872922777E-2,2.7472101673899567E-2,2.8719883269867255E-2,2.2605058753236408E-2]
[null,"Israel",0,0,0,0,0,0,0,0,0,0,0,0,0,0,0,0,0,0,0,0,0,1.541188256145488E-4,1.4661681694890403E-4,6.9662138627655875E-5,1.3637913399249915E-4,1.2960082944530845E-4,3.7420481476861667E-4,5.6570685070996213E-4,5.1674245556014879E-4,1.4667774898547889E-4,1.435544071202986E-4,2.7888816584549595E-4,1.1533566656061088E-3,9.9942340957140103E-4,8.0917534477905999E-4,8.2169268693508624E-4,7.3775783099197685E-4,7.1225071225071229E-4,6.5867474641022263E-4,8.4151472650771393E-4,7.2665900939968594E-4,2.2752610862096425E-4,4.6153846153846153E-4,6.5899959609702174E-4,5.9222910806066122E-4,5.7610797909551047E-4,2.9668895130345347E-4,2.6026174895895298E-4,2.8069190554717377E-4,4.3630017452006982E-4,5.2909149869433873E-4,4.8593307528611406E-4,5.2378458168658639E-4,4.566061119989563E-4,2.137700820548238E-4,3.7368044094292029E-4,0]
[null,"Italy",0.81900339346311846,0.69190085385061761,0.6035409470406915,0.64467941317264099,0.51104179499613378,0.51618761653388867,0.48908179702881688,0.44003325711910207,0.41349274786602203,0.37556106995584426,0.34656125532207116,0.31535668173014847,0.30881144786174136,0.26072848050251535,0.25650474367848852,0.28139362592435074,0.24215152395492728,0.31001224554128931,0.26277300585146635,0.25668858485242935,0.24659624796973958,0.24047520591883947,0.22803119465862967,0.23011065521434243,0.23603843327618071,0.22548659163616608,0.21756002011699621,0.19922639339963286,0.20268075140764363,0.16443521714989257,0.14837647257526496,0.19335863290745209,0.18951982323459141,0.18851395936198775,0.19523476436128356,0.15917325289428894,0.17559461649637842,0.16875841703039055,0.16250418876032408,0.17498216042120693,0.16373577929992109,0.17216635894870796,0.14239078736866378,0.12809227394350944,0.143141623588041,0.12150316668912546,0.12023101098179667,0.10646871410866193,0.13275730638828553,0.17041982416286611,0.17108641008390985,0.15241411883664618,0.14085193980450592,0.18330097357151046,0.21050568827395763,0.16173347255666604,0.14736249882789301]
[null,"Jamaica",0,0,0,0,0,0,0,0,0,0,0,7.5178997613365162E-2,6.9767441860465115E-2,4.5267489711934158E-2,5.3438458169075775E-2,8.0516287645974183E-2,6.4516129032258063E-2,6.275187104202648E-2,6.4138315672058008E-2,6.8087625814091182E-2,7.1599045346062054E-2,7.4228028503562943E-2,6.8527918781725886E-2,7.6180802437785675E-2,9.1185410334346503E-2,9.1687041564792182E-2,8.7108013937282236E-2,6.7385444743935305E-2,5.5161114145275802E-2,7.0438158624514705E-2,3.5801464605370217E-2,4.5219029674988226E-2,2.175543885971493E-2,1.8992350303350041E-2,1.8638743455497382E-2,1.6469377251672673E-2,1.6893010930771779E-2,1.7585931254996003E-2,1.7592592592592594E-2,1.7551823271296715E-2,1.7408416590977898E-2,9.0144230769230761E-3,1.3556388808768388E-2,1.6372795969773299E-2,1.8567271719551061E-2,2.0479655079493397E-2,2.2213301217717116E-2,2.6684456304202801E-2,3.730814639905549E-2,3.1832651205093224E-2,3.5185185185185187E-2,3.4814475492441592E-2,3.776888444222111E-2,2.8978266300274794E-2,3.2977691561590687E-2,3.1295487627365358E-2,2.8132387706855791E-2]
[null,"Japan",0.50649350649350644,0.51476154428463283,0.44444444444444442,0.43114333937613303,0.3833974466187211,0.39667309798195755,0.36932743774726551,0.28123076923076923,0.27008641294355579,0.23954856143697345,0.2125140924464487,0.21990075737790546,0.19990603711533944,0.14348918212154615,0.1809285389167046,0.17627962616190351,0.16487439644018051,0.13783905805191443,0.12558357178201845,0.13794205077390917,0.1542134836366939,0.15095230545464572,0.14101265910276925,0.13716487193843671,0.11131732050068469,0.12425986706470288,0.12042246805264162,0.10488898488242117,0.12068811110294266,0.11558867812797269,0.10236456533434971,0.108091250035248,9.100255631443227E-2,0.10471420199083872,6.8256198873055465E-2,8.182957124784429E-2,7.717222827771722E-2,8.4522274122436042E-2,8.7333722881927561E-2,8.0660050884216752E-2,7.9842862652278787E-2,7.8364190649003157E-2,7.6060051581171462E-2,8.9071232636973405E-2,8.5750547394108034E-2,6.9793753447725232E-2,8.0058935988465904E-2,6.5127788903494452E-2,7.0945992533258811E-2,7.4502485439176439E-2,7.4784928964089378E-2,8.0323799938705781E-2,7.3212474887592083E-2,7.4352850827901398E-2,7.9617297118004818E-2,8.3543026797290351E-2,7.5016519378776278E-2]
[null,"Jordan",0,0,0,0,0,0,0,0,0,0,0,0,0,0,0,0,0,0,0,0,0,0,0,0,0,0,1.0152284263959391E-3,5.4503729202524387E-3,8.2745939319644503E-3,4.9519370812700263E-3,3.0236393622869707E-3,1.8796992481203006E-3,3.3921302578018998E-3,4.6208779668136949E-3,2.7580772261623326E-3,3.205128205128205E-3,3.6315615714757345E-3,2.7139208173690933E-3,1.927353595255745E-3,1.977121875441322E-3,5.2881355932203394E-3,5.6961186912173794E-3,6.5174618789965565E-3,5.1288466349762325E-3,5.9105609456897509E-3,5.9042883778744563E-3,4.5863309352517983E-3,4.6919467733251286E-3,4.4804162451221275E-3,4.1339686098654706E-3,4.1280368139676527E-3,3.7550351607837781E-3,3.6755844781875152E-3,3.1860047500434454E-3,3.1833150384193193E-3,2.7874197959398338E-3,2.1286300745020528E-3]
[null,"Kazakhstan",0,0,0,0,0,0,0,0,0,0,0,0,0,0,0,0,0,0,0,0,0,0,0,0,0,0,0,0,0,0,8.4299431213449461E-2,8.3736509117975436E-2,8.3021970713776136E-2,9.850989101802593E-2,0.13824419778002017,0.12497562292794888,0.12417426064568583,0.12498076923076923,0.12495676060636891,0.12910017263884796,0.14673447120255631,0.14212849781029602,0.15237736107778274,0.13504838255096607,0.12035252819478677,0.11578993912774331,0.10840531978732015,0.1066738034935638,9.2870392271589872E-2,8.739677296404523E-2,9.7064588727827111E-2,9.1042431801907936E-2,8.2280185741836084E-2,7.4995634712764103E-2,7.8644306544333201E-2,8.7059022429274519E-2,0.1089874046911195]
[null,"Kenya",0,0,0,0,0,0,0,0,0,0,0,0.46565934065934067,0.47852028639618138,0.45283018867924529,0.55702647657841142,0.59705611775528977,0.45582486317435494,0.60500807754442654,0.70965608465608465,0.76805637110980618,0.65030674846625769,0.74736842105263157,0.76329243353783227,0.84425036390101893,0.81628787878787878,0.86746987951807231,0.67660088602496982,0.67383638928067702,0.7847972972972973,0.79748062015503873,0.76568778979907259,0.80663948747815961,0.81539807524059493,0.82771017699115046,0.83802239825184377,0.77316059643119039,0.7845614035087719,0.72567356936094407,0.70896491987873533,0.54978550462858433,0.3307538691962057,0.53234381922906515,0.67089696708969671,0.65383072603289205,0.53436394114360219,0.52127476313522825,0.52214080917489647,0.53835468436487111,0.43297872340425531,0.32029520295202951,0.46348390586962401,0.44500322372662798,0.52638667809477169,0.44445696259576384,0.35741280639239825,0.39235391628677996,0.34259639048400325]
[null,"South Korea",0,0,0,0,0,0,0,0,0,0,0,0.1252371916508539,0.1154658332629445,8.661045531197302E-2,0.11321651321651321,8.3648111332007946E-2,7.7388934550330926E-2,5.2394027156128932E-2,5.7378609965090449E-2,6.5393258426966291E-2,5.3277477912940734E-2,6.7376327505160788E-2,4.6495988126710262E-2,5.5742067553735924E-2,4.4584448409158491E-2,6.3078593962797594E-2,6.2900070428046018E-2,7.351565509271997E-2,4.2320381666706229E-2,4.8967394204600029E-2,6.0367653339154038E-2,3.0780098008917928E-2,2.489469791968104E-2,2.9552207501660432E-2,1.4502608738656313E-2,1.5236917505341202E-2,1.1964166728363071E-2,1.2664667693166572E-2,1.9803858952464261E-2,1.7653101071325488E-2,1.389822754275178E-2,1.3427703574790464E-2,9.8027919612860975E-3,1.4283591352920094E-2,1.1810851799722868E-2,9.4695700150048724E-3,8.6210753971213364E-3,8.525375377138095E-3,6.9154112304476321E-3,6.2279155855081963E-3,7.4126566784372622E-3,8.8414065489478954E-3,7.4754913501652743E-3,7.9737344554937709E-3,5.0415303389476536E-3,3.9085907035281134E-3,5.0947002233293253E-3]
[null,"Kosovo",0,0,0,0,0,0,0,0,0,0,0,0,0,0,0,0,0,0,0,0,0,0,0,0,0,0,0,0,0,0,0,0,0,0,0,0,0,0,0,0,1.758539059857964E-2,1.3903743315508022E-2,1.3997308209959623E-2,1.4325068870523415E-2,2.7682508574228319E-2,2.512337371018394E-2,2.277852954442941E-2,1.9441571871768357E-2,1.4722975590856257E-2,2.4115755627009645E-2,3.018575851393189E-2,1.8100327529736251E-2,1.6153457849570924E-2,2.1915708812260536E-2,2.7777777777777776E-2,2.2879555482922045E-2,4.0963049657247952E-2]
[null,"Kuwait",0,0,0,0,0,0,0,0,0,0,0,0,0,0,0,0,0,0,0,0,0,0,0,0,0,0,0,0,0,0,0,0,0,0,0,0,0,0,0,0,0,0,0,0,0,0,0,0,0,0,0,0,0,0,0,0,0]
[null,"Kyrgyzstan",0,0,0,0,0,0,0,0,0,0,0,0,0,0,0,0,0,0,0,0,0,0,0,0,0,0,0,0,0,0,0.63475718281210269,0.63974049103167541,0.66719849155123645,0.79324194534183179,0.89585084434935436,0.77829891494574732,0.77913408353995806,0.76541827091354564,0.79831393014853469,0.85900247612309866,0.8589511754068716,0.85907660788761253,0.85908404630095625,0.85906854004707223,0.85879400303810849,0.85877375595997585,0.85877573504096949,0.85879973027646661,0.85876664687420479,0.92186231164847066,0.9180165289256198,0.93277477239741391,0.93479694092827004,0.93476554136035972,0.912572055997804,0.85188027628549501,0.86668677424219576]
[null,"Latvia",0,0,0,0,0,0,0,0,0,0,0,0,0,0,0,0,0,0,0,0,0,0,0,0,0,0,0,0,0,0,0.67629362214199762,0.5802622253720765,0.65753781950965051,0.73292558613659531,0.74436936936936937,0.73812515707464188,0.5950095969289827,0.65534842432312468,0.74452302915301016,0.67080291970802919,0.68157640232108319,0.66191588785046729,0.61987421383647801,0.57006289308176106,0.66304116016208148,0.67794537301263758,0.55162543447147827,0.57283588346258651,0.58949563898369362,0.62075776620578205,0.53116040440621703,0.47374466688546113,0.60110264310037298,0.46899661781285229,0.38786228360241198,0.3361648292065787,0.39377431906614785]
[null,"Lebanon",0,0,0,0,0,0,0,0,0,0,0,0.61018181818181816,0.52233009708737865,0.26689000558347292,0.41518987341772151,0.43243243243243246,0.4,0.37209302325581395,0.34782608695652173,0.34,0.30886627906976744,0.28333333333333333,0.19696969696969696,0.15555555555555556,0.15394736842105264,0.15151515151515152,0.1342925659472422,0.13260869565217392,0.15,0.2,0.33333333333333331,0.18666666666666668,0.1909307875894988,0.15789473684210525,0.1576003086419753,0.13576974057943572,0.11457286432160804,0.10581327069876688,7.7240972153891571E-2,3.3209962988896669E-2,4.6408268733850129E-2,3.3032437258208508E-2,5.8287482806052268E-2,0.10832075021854884,9.0702947845804988E-2,8.4771861577113222E-2,6.0240963855421686E-2,4.8608226007478189E-2,2.8021936744046277E-2,4.5167380727616002E-2,5.3398676171079427E-2,4.9190345249007027E-2,6.7921219479293138E-2,7.2568193515182705E-2,1.0750891265597149E-2,2.5936755468919211E-2,2.0438737292669876E-2]
[null,"Libya",0,0,0,0,0,0,0,0,0,0,0,0,0,0,0,0,0,0,0,0,0,0,0,0,0,0,0,0,0,0,0,0,0,0,0,0,0,0,0,0,0,0,0,0,0,0,0,0,0,0,0,0,0,0,0,0,0]
[null,"Lithuania",0,0,0,0,0,0,0,0,0,0,0,0,0,0,0,0,0,0,0,0,0,0,0,0,0,0,0,0,0,0,1.4574898785425101E-2,1.151108537955931E-2,1.676730644813457E-2,2.8204392134347639E-2,4.6335212711430034E-2,2.7588757396449705E-2,2.0072655624653653E-2,2.057269947178204E-2,2.4310616218737247E-2,3.1706012682405076E-2,3.057279021670713E-2,2.2698788469572483E-2,2.0469527003585057E-2,1.7261525387720418E-2,2.2450938566552902E-2,3.1286853971557407E-2,3.2872402086610915E-2,3.1254639940608758E-2,3.0164328055826518E-2,2.8955815065218875E-2,0.10812975570684821,0.11304757418747056,9.3398101126076397E-2,0.12363550071191268,0.10760517799352751,8.1963363081258803E-2,0.12350380848748641]
[null,"Luxembourg",1.3661202185792349E-2,3.7303664921465966E-2,3.0821917808219176E-2,1.4760147601476014E-3,5.0471063257065948E-2,6.6487575554063136E-2,6.4331665475339528E-2,6.8990042674253196E-2,6.8868587491215744E-2,5.9027777777777776E-2,7.0744288872512898E-2,4.1260315078769691E-2,4.7514619883040933E-2,3.3715925394548062E-2,6.6827697262479877E-2,6.7362428842504748E-2,4.1970802919708027E-2,7.1302816901408453E-2,6.9359086918349425E-2,8.2877959927140255E-2,0.10675381263616558,0.14835164835164835,0.17527675276752769,0.19574468085106383,0.17100371747211895,0.16763005780346821,0.17006802721088435,0.19204152249134948,0.17857142857142858,0.13449367088607594,0.11217948717948718,0.11982881597717546,0.10606060606060606,9.9850968703427717E-2,0.14904679376083188,0.1806981519507187,0.13636363636363635,0.20443349753694581,0.31420765027322406,0.2361111111111111,0.29383886255924169,0.13610149942329874,3.5256410256410256E-2,2.8325564718537109E-2,3.075103489059728E-2,2.8076463560334528E-2,3.1453669594786057E-2,3.6551077788191187E-2,4.8422597212032278E-2,3.3629441624365479E-2,3.3436532507739938E-2,2.339622641509434E-2,3.5908596300326445E-2,6.4359113034072477E-2,5.6692913385826771E-2,7.415730337078652E-2,0.14687100893997446]
[null,"Malaysia",0,0,0,0,0,0,0,0,0,0,0,0.27562582345191039,0.26756318108045446,0.2321391158600461,0.18952524491333836,0.17363510711817554,0.14638665843113033,0.10226063829787234,0.10850084766287237,0.11911508282476024,0.13891929545228382,0.14333364217548411,0.12637922254286199,0.13583633798401004,0.248726902371599,0.24979925053533192,0.25305312751844278,0.28236036966879052,0.29325134353038446,0.24378340692540088,0.17331421619742787,0.16601385959626394,0.14874313585047239,0.14027461930395232,0.16685421994884911,0.13686155470502837,0.10088299362066283,6.6910837378850438E-2,7.9969033618289928E-2,0.11535572486318274,0.10058479532163743,9.9276911822632374E-2,7.1435305526000345E-2,6.4420344339802982E-2,7.0852170531330513E-2,6.2789544349424839E-2,7.1713236112657244E-2,6.6553181016448582E-2,7.6287563521845375E-2,5.998982784927976E-2,5.1864792524802465E-2,5.8967317733513824E-2,6.7390479308830867E-2,7.651718853904646E-2,9.078518197044802E-2,9.2750611165510949E-2,0.12778628877824588]
[null,"Malta",0,0,0,0,0,0,0,0,0,0,0,0,0,0,0,0,0,0,0,0,0,0,0,0,0,0,0,0,0,0,0,0,0,0,0,0,0,0,0,0,0,0,0,0,0,0,0,0,0,0,0,0,0,0,0,0,0]
[null,"Mauritius",0,0,0,0,0,0,0,0,0,0,0,0.33783783783783783,0.41463414634146339,0.39572192513368987,0.19230769230769232,0.25,0.20370370370370369,0.18181818181818182,0.10793650793650794,0.16619718309859155,0.23380281690140844,0.16574585635359115,0.25895316804407714,9.4339622641509441E-2,0.17105263157894737,0.29336734693877553,0.25056947608200458,0.28747433264887062,0.18181818181818182,0.25127334465195245,0.10897435897435898,8.8681446907817971E-2,0.12150537634408602,0.1051567239635996,7.2519083969465645E-2,0.11578044596912522,8.2482325216025137E-2,6.6476054324517517E-2,6.8270481144343309E-2,1.8927444794952682E-2,5.3993250843644543E-2,3.7153322867608585E-2,4.41025641025641E-2,5.6676272814601344E-2,5.635103926096998E-2,5.0616197183098594E-2,3.2765957446808512E-2,3.4077079107505071E-2,4.2236996480250297E-2,4.7341870391928602E-2,3.7560431387132762E-2,2.0505309410472353E-2,2.6456918126564175E-2,3.2894736842105261E-2,3.0983997276132106E-2,4.0707374040707373E-2,3.2873109796186718E-2]
[null,"Mexico",0,0,0,0,0,0,0,0,0,0,0,0.46332033892844487,0.44679860302677532,0.4363611859838275,0.40769568612141321,0.34450414352062653,0.36190135510478916,0.36724774679959432,0.28517283733988419,0.28966739147942339,0.25217287416743822,0.33623576691225721,0.28585348790725562,0.25324572224189945,0.27141378120326698,0.28215165234597639,0.20606584718018409,0.17633314743947232,0.18976534197447706,0.20672868612208486,0.20268135397152895,0.16997744419382438,0.19696832851637766,0.19336935130792421,0.13625952382570633,0.18081025694918818,0.19938994616052913,0.15780360970309207,0.13507657539055642,0.17117643987259151,0.16109395891576517,0.13319438473185413,0.1143382167619065,8.4159903817252774E-2,0.10609344944714058,0.11049655458431698,0.11809838558273404,0.10306402484996532,0.1455321835025899,9.9785624117660246E-2,0.13475867124923332,0.1197254509481389,0.10377634850990144,9.417945285646058E-2,0.12900005306869744,9.9173207946729999E-2,9.5825542448486511E-2]
[null,"Moldova",0,0,0,0,0,0,0,0,0,0,0,0,0,0,0,0,0,0,0,0,0,0,0,0,0,0,0,0,0,0,1.5843659453794463E-2,2.3192450824029771E-2,1.9990737882062366E-2,3.2308089945722408E-2,2.9315617420647474E-2,4.2491803278688525E-2,4.9795918367346939E-2,5.9215625484421018E-2,5.8449612403100773E-2,6.236559139784946E-2,6.7249375668926151E-2,6.2927724920714412E-2,6.5078543069221478E-2,6.3138502763356225E-2,6.4709921043597671E-2,6.2938230383973295E-2,6.1884438608010503E-2,6.3833389773112093E-2,6.4596479574892063E-2,5.7760567925137139E-2,6.6579420906265341E-2,6.0836501901140684E-2,4.6363322992071701E-2,6.9026942774437758E-2,5.9241263315268175E-2,5.0566409456575277E-2,3.8956581431268233E-2]
[null,"Mongolia",0,0,0,0,0,0,0,0,0,0,0,0,0,0,0,0,0,0,0,0,0,0,0,0,0,0,0,0,0,0,0,0,0,0,0,0,0,0,0,0,1.3577732518669382E-3,1.325820351342393E-3,1.2853470437017994E-3,1.2746972594008922E-3,1.2110202845897668E-3,1.1699327288680901E-3,1.128668171557562E-3,1.0807889759524452E-3,1.2496875781054736E-3,4.9517207229512255E-3,8.1150011592858798E-3,1.1684303350970017E-2,1.079734219269103E-2,1.2749003984063745E-2,1.2834821428571428E-2,1.0701977144930165E-2,1.0411152285159696E-2]
[null,"Montenegro",0,0,0,0,0,0,0,0,0,0,0,0,0,0,0,0,0,0,0,0,0,0,0,0,0,0,0,0,0,0,0,0,0,0,0,0,0,0,0,0,0,0,0,0,0,0.65153631284916202,0.59281842818428188,0.59888059701492535,0.54420084865629426,0.75036231884057969,0.68373943311785179,0.45331325301204817,0.51933895921237694,0.63472750316856785,0.55215884021430828,0.49650349650349651,0.58675581025151224]
[null,"Morocco",0,0,0,0,0,0,0,0,0,0,0,0.66375545851528384,0.61055853098699309,0.4146086956521739,0.43578878748370276,0.31079840929947994,0.27668422511782642,0.34073889166250626,0.32269826800364632,0.32787564766839378,0.28873642081189249,0.1787709497206704,9.3083807973962568E-2,7.1941370026921928E-2,5.2882531426094496E-2,6.6167460857726346E-2,8.2818134981968064E-2,0.10311211098612673,0.10418521816562779,0.12821365248226951,0.12671375155795597,0.133188484519283,9.9187159172754405E-2,4.4702320887991927E-2,7.3234524847428067E-2,5.0529275554085346E-2,0.15608550007975755,0.15324063856396675,0.13702961135101788,6.397828615742536E-2,5.5819015781699448E-2,5.7889139970756349E-2,5.5792582868395141E-2,8.7827240921703464E-2,9.0821801750917822E-2,5.0751684810782786E-2,5.0241643173580347E-2,4.5986832185756644E-2,4.5184824902723734E-2,0.12144715062662569,0.1465021966880703,8.0220747020715022E-2,5.9667093469910372E-2,9.933302421799764E-2,5.6471643438664273E-2,6.1163567928875041E-2,3.9547488498140798E-2]
[null,"Mozambique",0,0,0,0,0,0,0,0,0,0,0,0.33234421364985162,0.32126696832579188,0.29797191887675506,0.89424364123159306,0.86423841059602646,0.87161198288159769,0.87994350282485878,0.9178082191780822,0.86734693877551017,0.65151515151515149,0.24568965517241378,0.59624413145539901,0.56594724220623505,0.61306532663316582,0.68181818181818177,0.5580645161290323,0.5357142857142857,0.49258160237388726,0.60169491525423724,0.62555066079295152,0.6857749469214437,0.78125,0.87755102040816324,0.92658227848101271,0.92892156862745101,0.94327731092436973,0.97213930348258704,0.99606643356643354,0.99688715953307394,0.99546204620462042,0.99629785443836771,0.99701069855254876,0.9966076831392684,0.99607307495304764,0.99841926985321794,0.99864287168351773,0.99919134112963426,0.999140609506181,0.99923362612745392,0.99885995439817588,0.99881164587046944,0.99861532375049455,0.97656931856327622,0.91162712055458495,0.86410887360016075,0.8332799487508008]
[null,"Myanmar",0,0,0,0,0,0,0,0,0,0,0,0.69030390738060776,0.7155963302752294,0.7015834348355664,0.67139479905437349,0.57975460122699385,0.5851648351648352,0.60201511335012592,0.59211584875301693,0.57462686567164178,0.53530598520511097,0.61648745519713266,0.59729381443298968,0.59283582089552234,0.53492063492063491,0.4733364794714488,0.46414253897550112,0.44137931034482758,0.42003593890386343,0.49719326383319967,0.48143664245359158,0.4632050803137841,0.50667556742323094,0.50369276218611525,0.44908180300500833,0.40049321824907519,0.41850443599493031,0.37930258717660292,0.22928243537086251,0.22375511963785299,0.36967565455255957,0.38856899125613137,0.4165351223362273,0.38248847926267282,0.42931003743982887,0.49817154255319152,0.53942245295262814,0.56555711829973432,0.61476895197825432,0.75473865594485923,0.67678642449953597,0.76185650587758413,0.72363026462914648,0.720421327672083,0.62364907819453275,0.58854101440200379,0.54536295964627524]
[null,"Namibia",0,0,0,0,0,0,0,0,0,0,0,0,0,0,0,0,0,0,0,0,0,0,0,0,0,0,0,0,0,0,0,0.95176385889128867,0.982051282051282,0.82862039417309341,0.76887871853546907,0.96840307429547401,0.95632698768197089,0.95015576323987538,0.97350343473994116,0.96691480562448306,0.99218194740582799,1,0.99580125962211341,0.99859254046446166,0.99129804205946337,0.99759036144578317,0.94146948941469488,0.97842639593908631,0.88740458015267176,0.94563758389261743,0.9555555555555556,0.98181818181818181,0.97808886183810106,0.95567242674680686,0.99132176234979974,0.97786458333333337,0.95636875439831104]
[null,"Nepal",0,0,0,0,0,0,0,0,0,0,0,0.77906976744186052,0.78504672897196259,0.77884615384615385,0.8571428571428571,0.85227272727272729,0.90209790209790208,0.88535031847133761,0.87931034482758619,0.88082901554404147,0.93548387096774188,0.96047430830039526,0.98456790123456794,0.99164345403899723,0.98963730569948183,0.99302325581395345,0.99815157116451014,0.98936170212765961,0.96232876712328763,0.99860335195530725,0.99886104783599083,0.96566523605150212,0.94695259593679459,0.93354769560557338,0.91980198019801984,0.96906354515050164,0.96723996723996719,0.90846877673224979,0.90480000000000005,0.95466847090663054,0.98372513562386976,0.9903588644884842,0.99811587376354216,0.99823555359505955,0.99421009098428448,0.99368337939202522,0.99526928675400295,0.99677650429799425,0.99679943100995727,0.99582664526484754,0.99906483790523692,0.99942726231386025,0.99465090090090091,0.9971566676144441,0.99789307347906242,0.99797687861271678,0.99835061262959468]
[null,"Netherlands",0,0,0,0,0,0,0,0,0,0,0,0,0,0,0,0,0,0,0,0,0,0,0,0,0,4.7659141817719669E-5,4.4670776378093451E-5,1.4615823090077318E-5,2.873109135050495E-5,5.0650239561943872E-4,1.1810804802134282E-3,1.3981501398150141E-3,1.5532573100172152E-3,1.1923430837621016E-3,1.2520815856361201E-3,1.0841844592013995E-3,9.3651592662397716E-4,1.0633010875720906E-3,1.2292158261537618E-3,1.0378228782287823E-3,1.5842732983008111E-3,1.2491592197559334E-3,1.1460601577395527E-3,7.4366336838191242E-4,9.3860533127828162E-4,8.8069574964221736E-4,1.0725162648103366E-3,1.0174487709789378E-3,9.4837845879202623E-4,8.6198555734402901E-4,8.8035549593359604E-4,5.0016233338890694E-4,1.0067958721369243E-3,1.1205472988912479E-3,1.0829836198727495E-3,8.4491687108203867E-4,8.6828167057393421E-4]
[null,"New Zealand",0.79750644883920896,0.79371368198626524,0.84438964241676939,0.75658829961727725,0.79038772213247177,0.80377987770983883,0.81829997400571874,0.85389637920800476,0.84455205811138012,0.78016979987871438,0.81405992991489662,0.84746091226256626,0.8104808947936184,0.7725433058118828,0.75403654132143616,0.82051157362380855,0.69570283370618946,0.66840731070496084,0.72939164866810657,0.84648129698396879,0.83767038413878558,0.83236772599471753,0.72034441329595511,0.76239006530026798,0.7327890958125296,0.71082816332419563,0.76245800671892494,0.75814704165378932,0.77490799598527937,0.70677339116015048,0.71851851851851856,0.68753003363767418,0.64118076244907884,0.68536834427425242,0.7412699779059424,0.76346292496256452,0.71779124283716722,0.62669433291115362,0.67310964585770494,0.60599730280032793,0.62254439829795905,0.54783685434145357,0.60979959870197431,0.57703599536180394,0.63408668657839651,0.54066011235955058,0.53832487309644672,0.53809906907252036,0.50734872629720495,0.55502048943115778,0.54863072027251136,0.56251696986152588,0.51510055675491417,0.53040124532422572,0.55690737833594972,0.5530199818346957,0.59791322938210212]
[null,"Nicaragua",0,0,0,0,0,0,0,0,0,0,0,0.33169934640522875,0.52198581560283686,0.5471976401179941,0.4975609756097561,0.46371882086167798,0.43052837573385516,0.23356401384083045,0.28558875219683655,0.48302300109529023,0.51144278606965177,0.48058252427184467,0.42415169660678642,0.28701594533029612,0.25160599571734477,0.2558139534883721,0.24559932942162616,0.31377151799687009,0.30234375000000002,0.34316869788325849,0.27659574468085107,0.22362309223623092,0.15680292861500916,0.27838616714697406,0.21935853379152348,0.21940700808625338,0.21625689914701454,0.19902200488997554,0.13062665489849956,0.18144044321329639,8.9323692045937902E-2,7.8174603174603174E-2,0.11564885496183207,0.10714285714285714,0.10985626283367557,0.1419206817436906,9.8276962348436497E-2,9.538653366583541E-2,0.1588812853317465,8.6012163336229366E-2,0.13774255261000273,0.11610878661087866,0.10394443066236665,0.10951008645533142,8.8704244329665394E-2,6.4438619484491047E-2,9.2810457516339873E-2]
[null,"Niger",0,0,0,0,0,0,0,0,0,0,0,0,0,0,0,0,0,0,0,0,0,0,0,0,0,0,0,0,0,0,0,0,0,0,0,0,0,0,0,0,0,0,0,0,0,0,0,0,0,0,0,0,0,0,0,0,0]
[null,"Nigeria",0,0,0,0,0,0,0,0,0,0,0,0.83412824589295176,0.64684845775592315,0.70780952380952378,0.86969829470922611,0.69081986143187069,0.70798830979055039,0.61298535964353917,0.50753439615636597,0.5264415418923224,0.38819919096108246,0.3073559670781893,0.28984997655883732,0.22827958223344427,0.29697239536954584,0.30241659328832793,0.33717258034553221,0.29152241455836664,0.3439162519306676,0.32310934207445563,0.32585604991458073,0.41864897296534198,0.40845355264931915,0.38414339882799037,0.35812246474792353,0.34684997162136594,0.33860740011081697,0.34702488056089842,0.38217192773476277,0.38212443284231462,0.38215522509676103,0.38216272151080066,0.38217683917382222,0.36900515259611572,0.33400617919670444,0.33000552274947959,0.27100822154911292,0.27099834624423363,0.27100900047370913,0.22900338777367649,0.24401822288580069,0.21761485536731523,0.19713648714554449,0.18439912751445486,0.17591312931885489,0.18195125055686373,0.18079425186911349]
[null,"Norway",0.99300343467752195,0.99343016233096659,0.99669525533086789,0.99474592809427309,0.99606547056971984,0.99802219979818363,0.9965245124095351,0.99810868506797501,0.99837487355521282,0.99595514200402746,0.99365728724409985,0.99554527137640092,0.99741093620546806,0.99778170315901904,0.99926943498623666,0.99908269918993298,0.99882968218556856,0.99683049369558896,0.9983547545120548,0.99835667011840978,0.99836417910447761,0.99863383569453856,0.99711104164196318,0.99697195521134996,0.99692177351030786,0.99663191503859672,0.99518962199739314,0.99489417454216156,0.99565543482237584,0.99580316066577512,0.99616810979269965,0.99611985926575797,0.99623437393264569,0.99594881304398675,0.99394603064376841,0.99417548796649269,0.99201512922882962,0.99349285934077869,0.99374736968676725,0.99317180076377698,0.99513721747794903,0.99287874916547847,0.99333538083538087,0.98885336883255681,0.98795716893567165,0.98865532441983317,0.98471399580934149,0.98195603620547789,0.98475180067565171,0.95651211262874203,0.94742608568622833,0.95259177127470007,0.96689112207235783,0.95975612496348617,0.95904569749743374,0.9574889468472364,0.96215459762768196]
[null,"Oman",0,0,0,0,0,0,0,0,0,0,0,0,0,0,0,0,0,0,0,0,0,0,0,0,0,0,0,0,0,0,0,0,0,0,0,0,0,0,0,0,0,0,0,0,0,0,0,0,0,0,0,0,0,0,0,0,0]
[null,"Pakistan",0,0,0,0,0,0,0,0,0,0,0,0.48586899101954567,0.48586899101954567,0.51987585054315388,0.4573036187113857,0.4384870737350367,0.52674418604651163,0.47669394134412063,0.60137373737373734,0.58078171299562575,0.58194203285695201,0.56300585232225131,0.53850067842605154,0.57699142001320003,0.58638504091802679,0.53214798069816982,0.53945054515612179,0.53130334808208202,0.50436674624520261,0.49044825294066646,0.44926074376874686,0.44558866491381827,0.43253431673837328,0.3837617975753268,0.42681355615722155,0.40743016661692155,0.35277801268498943,0.35491915372858179,0.34310998349330563,0.29321982365460625,0.25242233836396732,0.26150766257075797,0.29524199513896227,0.33334158109612766,0.29979329432785623,0.32962009633767314,0.32534389541099445,0.30009094615360493,0.30326580509954593,0.29460868106169447,0.33703805729784708,0.29989483647071197,0.31060598179453835,0.30624735770014222,0.30352936777956407,0.31117360599471688,0.32122838872661247]
[null,"Panama",0,0,0,0,0,0,0,0,0,0,0,9.2324805339265847E-2,8.242303872889771E-2,8.6513994910941472E-2,8.8407005838198494E-2,7.8337330135891281E-2,9.8011363636363633E-2,0.2293207800941493,0.47869507323568578,0.4523943661971831,0.53200883002207511,0.70321560358460733,0.51436781609195403,0.38677981241625725,0.67480777928539126,0.79710743801652895,0.81020487050637802,0.76076375889180081,0.85932004689331776,0.84534883720930232,0.83164223975948892,0.72974910394265236,0.65139510850843951,0.72926596758817919,0.71139541803034811,0.68712702472293263,0.78530334728033468,0.71661318193038759,0.51061799093295157,0.68231441048034935,0.69940658890935137,0.48770491803278687,0.64254675987152843,0.50627690100430411,0.65596250650928656,0.63909387334820666,0.59776256470195355,0.57403965303593552,0.61821011673151749,0.56355748373101955,0.56806176351076798,0.52390692917412429,0.62629315355108683,0.57535164099129266,0.54204802411973729,0.60771173271173273,0.59920999448833367]
[null,"Paraguay",0,0,0,0,0,0,0,0,0,0,0,0.69787234042553192,0.7384615384615385,0.79894179894179895,0.84836852207293667,0.88701517706576727,0.87748344370860931,0.61646234676007006,0.43661971830985913,0.6425470332850941,0.85919165580182533,0.87610619469026552,0.92022792022792022,0.93119810201660735,0.94123048668503217,0.98532648569332359,0.99412357286769648,0.99602107753521885,0.99729837902741647,0.99893149221222211,0.99904359021519218,0.99908009948553711,0.99907888434471837,0.99866395215676296,0.9993684268336217,0.99656699102682478,0.99895154813955567,0.9990759672853099,0.9990763123243519,0.99901866461420052,1,1,1,1,1,1,1,1,1,1,0.99998150408759667,0.99998264642082435,0.99995019506931182,0.99995031549659663,0.99989146557649866,0.99998206084959818,0.99998431889103201]
[null,"Peru",0,0,0,0,0,0,0,0,0,0,0,0.72021508990085703,0.70531170483460559,0.71606606606606604,0.71687740516767451,0.73039412157648631,0.73180899444163716,0.6985507246376812,0.70652670013692376,0.72355354058721932,0.69883361579104775,0.74367559523809523,0.74012693935119889,0.75894027335704928,0.73986228003060439,0.77466765750144495,0.77695396972505404,0.77666714265314862,0.76911157024793386,0.76542580316165221,0.75818366164542295,0.79353680430879714,0.73837829599146476,0.79679902755267418,0.80341610992058488,0.79416501486620417,0.77136405743399727,0.73561040842480641,0.74309555854643339,0.76334033613445373,0.81189113186702822,0.84733853113870439,0.82063412637037714,0.80849764439015881,0.72253143681715115,0.70900819639985879,0.72019153446889395,0.65313554508703353,0.58711069996916432,0.59190986668286316,0.55842853162440786,0.55036585676771277,0.53426405464234783,0.51277984645795982,0.48547872107772383,0.49140950446622866,0.46526587446796219]
[null,"Philippines",0,0,0,0,0,0,0,0,0,0,0,0,0,0.14219626876990749,0.18088449451981298,0.1645940014630578,0.18986137537374287,0.14568965517241381,0.18054304465319779,0.17209330215266536,0.19556888222555388,0.20045202604531023,0.19442440482325055,0.18495385475901929,0.24919735599622286,0.24391636651146448,0.28687899303900066,0.23173747902128788,0.25526712579974736,0.25358776834943103,0.23025791013028449,0.20059261569651837,0.1716273676072671,0.18924715000564354,0.19237963965737914,0.18566406482750403,0.19141231246766685,0.15249893208030757,0.121843282505171,0.18922571925082063,0.17220136895561935,0.15098831030818277,0.1451090432665525,0.14865885908575746,0.15356434404989547,0.14826665723831917,0.17503478153672755,0.14364798443240342,0.16183555022114071,0.15807238255196138,0.11518703315520652,0.14019313056551405,0.14059050205016388,0.13311455371615338,0.11825994667495017,0.10514117918289591,8.9331145302157564E-2]
[null,"Poland",2.1583225189536235E-2,1.8734491315136475E-2,2.132111752064246E-2,1.7514414877778078E-2,1.7368810051736881E-2,2.0463161741195817E-2,1.8920916481892092E-2,1.8683742996036781E-2,1.8117574949072488E-2,1.3509907265327907E-2,2.7492742599003368E-2,2.2563527330773544E-2,1.9764613058057729E-2,1.7352338275253849E-2,2.3249443963580984E-2,2.0561249793354275E-2,1.587102500771843E-2,1.7966490704613265E-2,1.6947385794077535E-2,1.5468506565768973E-2,1.9422693710156192E-2,1.8724425868972831E-2,1.323986202399135E-2,1.34862038147841E-2,1.0598578826930025E-2,1.3651575238460291E-2,1.1219922061742167E-2,1.1579835330698066E-2,1.263022942920943E-2,1.1226704065755412E-2,1.0541978201837592E-2,1.073624254113676E-2,1.1531368843113699E-2,1.1291632202399472E-2,1.3001335393941212E-2,1.3769501320762977E-2,1.3676218536198423E-2,1.3914215773228794E-2,1.6402526088469926E-2,1.5392747194662895E-2,1.4709374607121404E-2,1.6177176613021062E-2,1.5993094688383776E-2,1.1139331640101594E-2,1.3647984267453294E-2,1.4167186966960395E-2,1.2701848672588391E-2,1.4814721499612625E-2,1.3909895934328745E-2,1.5715883298813533E-2,1.8588188861091485E-2,1.4290268394659082E-2,1.2596545689532562E-2,1.4869956469254125E-2,1.3772175536881419E-2,1.1147552953918985E-2,1.2879695220670105E-2]
[null,"Portugal",0.95089966453186947,0.94481054365733119,0.91193181818181823,0.92659917165209393,0.88342667496370053,0.85227272727272729,0.94535029564594164,0.92179616548940468,0.83061159141850782,0.92050758459743287,0.78031728959397684,0.7814083080040527,0.80158371040723986,0.74805964052287577,0.73261581656527841,0.59900943837024578,0.47650806291061121,0.72348457350272233,0.74053017329954107,0.69581135587961529,0.52709456793371035,0.3630642361111111,0.4506739597577652,0.44457984822467178,0.50872623078926804,0.56847421584263691,0.41885177350322234,0.45530517833159229,0.545628902765388,0.22775842498727936,0.32263072471949755,0.30382131324004308,0.15558856294095805,0.27495966440787351,0.34001404225442011,0.25141805454984312,0.42865444402475522,0.38377475682643852,0.33353895185956256,0.1691289555855898,0.26106704786498203,0.30397678045399412,0.17086527929901424,0.3379763977558522,0.22015749436723403,0.10242920239023123,0.22649044795783926,0.21519959058341862,0.14951072017592085,0.16741441332201609,0.30075804138496209,0.22240209682392847,0.12335439705107952,0.27169826255590296,0.29964010084874615,0.16887675507020281,0.26606762107828208]
[null,"Qatar",0,0,0,0,0,0,0,0,0,0,0,0,0,0,0,0,0,0,0,0,0,0,0,0,0,0,0,0,0,0,0,0,0,0,0,0,0,0,0,0,0,0,0,0,0,0,0,0,0,0,0,0,0,0,0,0,0]
[null,"Romania",0,0,0,0,0,0,0,0,0,0,0,0.11393014649972119,0.16904164460507839,0.16133307680796938,0.17276099629040806,0.1742521546508814,0.13913774757148251,0.15611948277590296,0.16518558867014241,0.17462615311166896,0.18725365260943011,0.18159913313752887,0.17199152665331824,0.14286934244235697,0.15803647424895698,0.17701690384026289,0.14322054108481941,0.15131552303684004,0.19617110538753618,0.18032722047171429,0.17744017167115023,0.25681742161505555,0.21588707445336286,0.23015357992645469,0.23661491584445735,0.2816623359092903,0.25680521597392014,0.30637992580667739,0.35290489008524001,0.36067836718595936,0.28455347171409867,0.27703931979356178,0.29315794281538321,0.24046064562930722,0.29227065965769305,0.34011075017252118,0.29277317893998117,0.25888152027629596,0.26471765502801897,0.26902893957499868,0.32799947211270392,0.23755221858417072,0.2052948582706639,0.25551797184638514,0.28842673537621544,0.25231334000788813,0.27909280904094746]
[null,"Russian Federation",0,0,0,0,0,0,0,0,0,0,0,0,0,0,0,0,0,0,0,0,0,0,0,0,0,0,0,0,0,0,0.15332134487576607,0.15688055100204745,0.1704030938569091,0.18143626360518236,0.20000205742266663,0.20419754466104634,0.18120321544472362,0.18793673350344586,0.1918410920503662,0.18985339748056124,0.18720249912147391,0.19553867898751087,0.18240729912561621,0.17035680849760698,0.1890763034933676,0.18154377974660388,0.17442308563034215,0.17470709957282374,0.15866533260274396,0.17593442722300501,0.16067988526381216,0.15749652659399183,0.15514447126332515,0.17128676640925727,0.16498310793319984,0.1576476859076803,0.16953289651910794]
[null,"Saudi Arabia",0,0,0,0,0,0,0,0,0,0,0,0,0,0,0,0,0,0,0,0,0,0,0,0,0,0,0,0,0,0,0,0,0,0,0,0,0,0,0,0,0,0,0,0,0,0,0,0,0,0,0,0,0,0,0,0,0]
[null,"Senegal",0,0,0,0,0,0,0,0,0,0,0,0,0,0,0,0,0,0,0,0,0,0,0,0,0,0,0,0,0,0,0,0,0,0,0,0,0,0,0,0,0,0,9.4911937377690797E-2,0.15689013035381749,0.12941696113074205,0.10495283018867925,9.5940959409594101E-2,6.8147590361445784E-2,8.2314881380301935E-2,8.3624912526242129E-2,8.2249674902470746E-2,8.1561409076483654E-2,8.4057971014492749E-2,8.6492558270148831E-2,8.1685075777035709E-2,8.0221633341363521E-2,8.0771819609602877E-2]
[null,"Serbia",0,0,0,0,0,0,0,0,0,0,0,0,0,0,0,0,0,0,0,0,0,0,0,0,0,0,0,0,0,0,0.2312933476604474,0.28866109845608706,0.3108693269019952,0.32407407407407407,0.32407407407407407,0.35366631859844527,0.40892193308550184,0.3407822720598051,0.34098603470165045,0.41065549236755461,0.35149384885764501,0.35439795046968403,0.33513976041072446,0.27854436464400839,0.29509632224168125,0.32987881778801337,0.30056741865628683,0.27461012311901506,0.25967255844261627,0.27946127946127947,0.31774577131710446,0.22793498842836105,0.25672500069116144,0.26010146072857981,0.32897805417688214,0.26812076073946006,0.27948412492878233]
[null,"Singapore",0,0,0,0,0,0,0,0,0,0,0,0,0,0,0,0,0,0,0,0,0,0,0,0,0,0,0,0,0,0,0,0,0,0,0,0,0,0,0,0,0,0,0,0,0,0,0,0,0,0,0,0,0,0,0,0,0]
[null,"Slovakia",0,0,0,0,0,0,0,0,0,0,0,0.13584905660377358,0.13076207392370803,0.10748841369217009,0.17251280459413318,0.14974942030069563,0.13907832196734862,0.15731364735088521,0.1463841368584759,0.11185655762037641,0.11303651024189913,9.9771631565592489E-2,8.7392405063291143E-2,9.5257903494176371E-2,7.7956584950117813E-2,9.6468443836864884E-2,7.0588731088541454E-2,8.3556785745177747E-2,7.8027743197581365E-2,8.3846153846153848E-2,7.3734164803702401E-2,5.803553027492684E-2,8.3376377410468314E-2,0.1441939777075362,0.17106606960483933,0.18465264113818677,0.16606427280584585,0.16221610186404822,0.16582465412715686,0.15918875644903041,0.14984739268783687,0.15466474133601205,0.16354153731528623,0.11230878461240561,0.1346027577150361,0.14793314621076806,0.14076349556814183,0.1595798078302022,0.14043810848400556,0.16852502025541108,0.19134139236819109,0.13355486425339366,0.14483902852301608,0.17002174370484674,0.15503904523353471,0.14516371282667467,0.16254614610135362]
[null,"Slovenia",0,0,0,0,0,0,0,0,0,0,0,0,0,0,0,0,0,0,0,0,0,0,0,0,0,0,0,0,0,0,0.23706203792992606,0.28311362209667296,0.27730071289695396,0.25405993638037838,0.26359053896859247,0.25183923178192519,0.28130504710117177,0.23466909532483304,0.25123834498834496,0.28208415020358918,0.28141514973576043,0.2624084059173234,0.22688039457459927,0.21396526772793054,0.26808984349420473,0.22894754250181915,0.23757856434005956,0.21711094861397329,0.24501493993536191,0.28744741815521552,0.27794524761611811,0.22381401193842287,0.25077180344738875,0.29280789423745968,0.35494960088562605,0.25700209219140174,0.27760310708341041]
[null,"South Africa",0,0,0,0,0,0,0,0,0,0,0,2.0495178143356452E-3,1.4012567626600357E-2,1.529740642956981E-2,1.6254559030470118E-2,1.4954468982829065E-2,2.3639708662012652E-2,2.4202283281251947E-2,2.2569115697784511E-2,1.2746802157151134E-2,1.002516397004578E-2,1.4543886816358133E-2,8.5369542567136081E-3,4.9124023711629595E-3,4.1401744787816054E-3,4.4135121371583772E-3,1.1081826623695855E-2,1.0737123088466723E-2,2.0173793209049495E-2,1.6997289305076393E-2,6.1069625419475767E-3,1.1891034880368983E-2,4.509555820745156E-3,8.4217326849752824E-4,5.960937543361103E-3,2.8535826217357765E-3,6.6116613866944703E-3,1.0069601547984636E-2,7.8589236969953784E-3,3.6223568270948299E-3,5.2974205747773496E-3,9.5353383964298932E-3,1.0902984938050182E-2,3.0313775686708643E-3,3.9430539990868716E-3,5.5028815765012081E-3,1.1552674695337073E-2,3.3320537428023034E-3,4.7080647623073037E-3,5.6722646516621763E-3,8.2369626881955045E-3,7.9244614294079578E-3,4.7271029723866577E-3,4.5775537931688204E-3,3.9082698991065095E-3,3.2463847999481227E-3,2.8061398339566971E-3]
[null,"South Sudan",0,0,0,0,0,0,0,0,0,0,0,0,0,0,0,0,0,0,0,0,0,0,0,0,0,0,0,0,0,0,0,0,0,0,0,0,0,0,0,0,0,0,0,0,0,0,0,0,0,0,0,0,0,0,0,0,0]
[null,"Spain",0.83936821747072099,0.76539898457706679,0.70172451429818816,0.81627215507587747,0.6992481203007519,0.62057117639641912,0.72342684253828393,0.55786182104692961,0.53236122328698343,0.58811207625490047,0.49325968420865673,0.51661930664934641,0.52225576087756753,0.38213058419243984,0.38173734951795796,0.31748641867036959,0.23454535268082247,0.42753724821715627,0.40952099951163928,0.44312961424218983,0.27053998132312818,0.19947998109022147,0.23197892622416436,0.23442077345767823,0.26657409445752123,0.24906660722672885,0.20661633964500734,0.20649895178197064,0.25432950412746058,0.13144701086956523,0.1684456965993413,0.17605929602129899,0.12071474154435227,0.15710342964120974,0.17548569936980274,0.13937534723060943,0.22949268883569349,0.18373540156597779,0.17575184082071646,0.11087899648751197,0.12790092385966023,0.17543453170118464,8.8463927108124896E-2,0.15732978901182607,0.11235776354409149,6.3545751351724855E-2,8.7823345129270383E-2,9.0475385884527845E-2,7.5130716642334824E-2,9.0489226330990963E-2,0.14180745508179138,0.10494866790380505,6.9894741139408453E-2,0.13098473946952335,0.14245914696907427,0.10133857672237767,0.13414593692063292]
[null,"Sri Lanka",0,0,0,0,0,0,0,0,0,0,0,0.92666666666666664,0.86030150753768841,0.68671193016488841,0.92771084337349397,0.95909486510008701,0.94342762063227958,0.96348096348096346,0.98628158844765346,0.95803278688524585,0.88669064748201443,0.83974358974358976,0.77831558567279768,0.575685903500473,0.92481203007518797,0.97199675324675328,0.99736048265460031,0.80421130402659768,0.92783136834583779,0.98040587823652903,0.99841269841269842,0.92271246668640805,0.8192090395480226,0.95400854486051767,0.93207203100068381,0.92711370262390669,0.71788079470198674,0.66997084548104957,0.68889670948442727,0.6743208279430789,0.45645345516847513,0.45848694882760654,0.3798504303654579,0.42716433385173663,0.35956284153005463,0.37012012012012013,0.48778947368421055,0.39864660135339863,0.41269365317341328,0.38864410174243941,0.52161836866956768,0.39620861211185454,0.27661541046970844,0.57539715545205028,0.36529973517374209,0.45281444393870429,0.29550546065527861]
[null,"Sudan",0,0,0,0,0,0,0,0,0,0,0,0.49494949494949497,0.6471631205673759,0.7,0.71826625386996901,0.72608695652173916,0.75300400534045397,0.6608478802992519,0.63005780346820806,0.61721991701244816,0.70012239902080786,0.70035671819262779,0.70033296337402884,0.69989281886388,0.69989929506545823,0.59967453213995114,0.65171898355754854,0.65192168237853521,0.64731494920174171,0.65567765567765568,0.63234323432343231,0.62492474413004218,0.66646266829865364,0.64709371293001183,0.60333692142088269,0.52145922746781115,0.52060106640814352,0.49023255813953487,0.53051881993896233,0.49938093272802309,0.46049046321525888,0.44647887323943664,0.41610087293889425,0.34675014907573048,0.3192962215171618,0.32958703606900158,0.30303030303030304,0.28898625771758613,0.26571013439883762,0.49730395932830074,0.82704360581410852,0.76487285629804846,0.7014624841034337,0.80853753403344997,0.78349156118143459,0.64535908638001072,0.55797352553884538]
[null,"Suriname",0,0,0,0,0,0,0,0,0,0,0,0,0,0,0,0,0,0,0,0,0,0,0,0,0,0,0,0,0,0,0,0,0,0,0,0,0,0,0,0,0.88395904436860073,0.8663967611336032,0.79376854599406532,0.7261098570353649,0.65600568585643215,0.5270092226613966,0.66883963494132981,0.7414790996784566,0.77945443993035401,0.76781609195402301,0.70185614849187938,0.6063557150179395,0.63235294117647056,0.59935897435897434,0.62339449541284409,0.60053144375553591,0.56923837784371911]
[null,"Sweden",0.88819555759102353,0.9504821813833797,0.95975147899700486,0.93236488981903243,0.94942878567332711,0.94567121613363214,0.89856589759797723,0.91572219538478694,0.86708770681373426,0.7204367744824498,0.68468215723810155,0.78173565395136324,0.75004535748677659,0.76699974378683067,0.76241512448408999,0.7156619326646142,0.63468839707380309,0.59446154529998108,0.62177554799534906,0.64250099930574545,0.61119647825906387,0.58099488555704648,0.55336039874587994,0.58367395677373723,0.55088100723626565,0.51991006232651482,0.44123142435039542,0.492187125369065,0.47979621123172733,0.502015169750063,0.4966503178430513,0.43026467986663947,0.50934656287687752,0.51395898021990127,0.41415557112824108,0.45923947859979902,0.36792365619688966,0.46282321086283396,0.47231896014257735,0.46300649711311176,0.54109659783379582,0.48924781088523778,0.45235173824130881,0.39548231261864841,0.39639883169713791,0.45971647775708019,0.4307678349594517,0.44454822171304165,0.46078562183943322,0.48206494685367923,0.44724504917149399,0.44214463508459012,0.47424835972986612,0.40097104508236892,0.4152545684254399,0.46508698149211702,0.3978292524905222]
[null,"Switzerland",0.99130434782608701,0.99146397430013766,0.98846656705267089,0.98806755867514806,0.98547486033519549,0.97918978912319643,0.97538873805578086,0.96878251821019767,0.95475407701572212,0.9242347025447627,0.88883137796181277,0.86190308200506716,0.76755858088396756,0.75788358638672348,0.7484771710419923,0.7788687498545801,0.71899246286854357,0.77923294835476142,0.75460355029585802,0.6941383481799186,0.68095485210171247,0.68451209630744303,0.69195170259769945,0.67860906217070605,0.60879830491373221,0.57707474296415007,0.58191400930298365,0.58969300110553613,0.59973524581922988,0.55390797968334293,0.54180608088449234,0.56390197595105829,0.5607765125531623,0.58780808412750574,0.59720269030877404,0.5649820074540548,0.5110131375442214,0.54915150341979613,0.53722072419106315,0.58252879588775797,0.5570443409352126,0.58132792929719379,0.53790575116474448,0.53240061162079511,0.52842715102168636,0.54034504836560593,0.49824578344277071,0.53056186878189016,0.53756190703502593,0.5357940995605418,0.5459486465209229,0.51504261544332786,0.56648077487525683,0.55967694994179273,0.54258081081852161,0.57881598257106981,0.56658484699721812]
[null,"Syrian Arab Republic",0,0,0,0,0,0,0,0,0,0,0,3.7918215613382898E-2,4.103242885506287E-2,1.1946591707659873E-2,0.19572953736654805,0.37669512807634353,0.59420289855072461,0.80473372781065089,0.72971090212469525,0.67830351990767457,0.64671717171717169,0.56517116733999573,0.48965745490650342,0.39376053962900504,0.45485636114911082,0.42314510002532285,0.36011080332409973,0.35799223932907748,0.29290617848970252,0.26513629842180775,0.23494961674274395,0.22037934148944904,0.21015761821366025,0.20541224877354011,0.16809379528388882,0.15102286401925391,0.13903276811515183,0.13325133251332513,0.12760527435133986,0.11919891318637978,0.12812785025974541,0.12765798143156634,8.74950915646307E-2,9.3387058544678839E-2,0.13015556317610749,0.12380134535566051,0.10581230051229783,9.0005693287096941E-2,6.9936377154279306E-2,4.3086727625380995E-2,5.5846422338568937E-2,7.8428093645484948E-2,9.2280061577056843E-2,0.11933648912049008,0.11025773924515855,2.2967411856300746E-2,5.1291961130742046E-2]
[null,"Chinese Taipei",0,0,0,0,0,0,0,0,0,0,0,0.19549680602112454,0.19964858335163629,0.16392572944297082,0.21905116625541227,0.21999665467926738,0.1531418761846858,0.12990829243089641,0.13853707526641745,0.1154828431992313,6.8674161522754476E-2,0.11426731539782484,0.11260274617866647,0.10382365797306579,8.4047304161156147E-2,0.10984404744472104,0.10041772462937178,8.1530264910463224E-2,6.248913494069349E-2,5.9131809338521399E-2,7.218489106088373E-2,3.9518072289156624E-2,6.3199498722706901E-2,3.6493627603357164E-2,4.1900158098186424E-2,3.7489831493317839E-2,3.4453952434222952E-2,3.5890699615505658E-2,3.9060335054792797E-2,3.0504523438538007E-2,2.5300190526828838E-2,2.7647970855786016E-2,1.4273569058057115E-2,1.4789799667655902E-2,1.4926691807989733E-2,1.7832616777691782E-2,1.7654705402218931E-2,1.8466645483887153E-2,1.8331161697452799E-2,1.6555574696650456E-2,1.7193104720519811E-2,1.6056905673707621E-2,2.291440143250377E-2,2.1764781429098906E-2,1.6807834833245102E-2,1.7530099219577239E-2,2.5156991588777881E-2]
[null,"Tajikistan",0,0,0,0,0,0,0,0,0,0,0,0,0,0,0,0,0,0,0,0,0,0,0,0,0,0,0,0,0,0,0.90929130386862123,0.93271910367969058,0.94685530852455113,0.96488360295361031,0.98286420916264283,0.98455311973018544,0.98426503784357988,0.97915030346304888,0.98107058660379975,0.97657783123377861,0.98441777216256054,0.98776248087887641,0.99098157103646578,0.98952086740565748,0.99078285125219812,0.99280280866003512,0.98618246235606732,0.97827826683434316,0.97850993992692137,0.98653595582304399,0.99787039853970183,0.99765981032146811,0.99564039118652059,0.99742915571136426,0.99009900990099009,0.99056054072951871,0.9651810584958217]
[null,"Tanzania",0,0,0,0,0,0,0,0,0,0,0,0.62932790224032586,0.5977653631284916,0.50859106529209619,0.48595041322314048,0.68088467614533965,0.75075075075075071,0.75691411935953423,0.74820143884892087,0.68359375,0.86363636363636365,0.87742718446601942,0.87590361445783127,0.87043580683156652,0.84815618221258138,0.8719211822660099,0.90226876090750441,0.90487421383647804,0.90856313497822927,0.94035785288270379,0.95147420147420148,0.94731064763995609,0.90859030837004406,0.8884816753926702,0.84166198764738909,0.7998960498960499,0.86278381046396846,0.75508077123501827,0.96651162790697676,0.93714781100996969,0.86367313915857602,0.94793536804308798,0.96249115357395609,0.95863106430989098,0.60245656081485921,0.50014064697609006,0.41647331786542924,0.60325047801147225,0.60355434039644562,0.55684454756380508,0.51213500189609407,0.39132142155900257,0.31615673644659154,0.28900858441339844,0.41646566972182025,0.32968407882389739,0.33809659902829381]
[null,"Thailand",0,0,0,0,0,0,0,0,0,0,0,0.40291166633877629,0.2892050209205021,0.26968871037153924,0.33238674780256933,0.4027251184834123,0.3701404437207409,0.29217002237136463,0.16697000870459761,0.24272855761362791,8.8243449327602932E-2,0.19350640900514021,0.22978315562477536,0.19410267288926603,0.19411149162861491,0.15996359538874924,0.22470364526439293,0.14222392852156918,0.11637506160670281,0.14890659252526334,0.11261771097428468,9.1381887018033278E-2,7.4223265263231641E-2,5.838472092986579E-2,6.3419362996473577E-2,8.3813043966884354E-2,8.169898265844483E-2,7.7231673567459719E-2,5.7489006351885578E-2,3.9249658481324758E-2,6.2785875782739614E-2,6.1540714704159345E-2,6.8533110729912944E-2,6.2393681133156097E-2,4.8040595894278872E-2,4.3858786508014551E-2,5.8561935102564473E-2,5.6591666782909514E-2,4.8247934556998086E-2,4.8169063439222608E-2,3.4709945963566156E-2,5.2329942112044926E-2,5.2531774702655992E-2,3.3782354185767687E-2,3.2160874032706566E-2,2.6724288507372702E-2,3.6498868393955705E-2]
[null,"Togo",0,0,0,0,0,0,0,0,0,0,0,0.49673202614379086,0.37748344370860926,0.37623762376237624,0.5714285714285714,0.69852941176470584,0.6386554621848739,0.73076923076923073,0.72457627118644063,0.35849056603773582,0.74509803921568629,0.71698113207547165,0.73076923076923073,0.34545454545454546,0.25675675675675674,0.68468468468468469,0.71028037383177567,0.68468468468468469,0.6386554621848739,0.7421875,0.60126582278481011,0.6819787985865724,0.76646706586826352,0.79584775086505188,0.59919028340080971,0.82524271844660191,0.79831932773109249,0.64583333333333337,0.5714285714285714,0.48130841121495327,0.5714285714285714,0.3983739837398374,0.56578947368421051,0.69318181818181823,0.43548387096774194,0.39153439153439151,0.41176470588235292,0.46938775510204084,0.73983739837398377,0.72368421052631582,0.51955307262569828,0.828125,0.80180180180180183,0.76344086021505375,0.82758620689655171,0.69135802469135799,0.87931034482758619]
[null,"Trinidad and Tobago",0,0,0,0,0,0,0,0,0,0,0,0,0,0,0,0,0,0,0,0,0,0,0,0,0,0,0,0,0,0,0,0,0,0,0,0,0,0,0,0,0,0,0,0,0,0,0,0,0,0,0,0,0,0,0,0,0]
[null,"Tunisia",0,0,0,0,0,0,0,0,0,0,0,5.6155507559395246E-2,5.1087984862819298E-2,6.1916878710771839E-2,1.6516516516516516E-2,2.2727272727272728E-2,3.3877038895859475E-2,1.7184035476718405E-2,1.3928914505283382E-2,1.6969696969696971E-2,8.2079343365253077E-3,9.4936708860759497E-3,1.1991164405175133E-2,8.1667136018023084E-3,1.7010309278350514E-2,2.6995027231825716E-2,1.20186957489428E-2,2.4706867671691793E-2,9.4194540561322575E-3,6.6469719350073855E-3,7.9160213388401301E-3,1.824212271973466E-2,1.0479272615194945E-2,9.6603773584905666E-3,5.6753688989784334E-3,5.0854087886295475E-3,8.4521256465245366E-3,5.1868442767888717E-3,7.9251513483764441E-3,9.0027008102430729E-3,6.0400151000377499E-3,4.740168539325843E-3,5.4049489063423698E-3,1.470327723649247E-2,1.289782244556114E-2,1.1452491904272964E-2,7.0438710665339565E-3,3.5664895552805879E-3,2.0887001322843417E-3,5.179648570679255E-3,3.0539946249694598E-3,3.2733224222585926E-3,6.0904711809977299E-3,3.264240248082259E-3,2.9162110086965579E-3,3.5068103273022972E-3,2.2718093699515348E-3]
[null,"Turkey",0.35595026642984012,0.42012620391896383,0.31573033707865167,0.52824504142606077,0.37025387553358796,0.43993539269129822,0.42118537200504413,0.38351312188053455,0.45775663206459055,0.4395253891298801,0.35173373535892383,0.26684388099376344,0.28506626345281511,0.20949698189134808,0.24901684351116718,0.37790437175958524,0.45807580812776899,0.41682470216387063,0.42966952039031575,0.45684219873901072,0.48756176154672393,0.51132817249625095,0.53355679421512503,0.41478041467071342,0.43857184856106884,0.35199742832929076,0.29910568081622368,0.41976867404685142,0.60250166500166502,0.3446891092152794,0.40227308273812629,0.37650632407130763,0.39452347717620506,0.45999078690656842,0.39052106076275839,0.41208389857038508,0.42667242942379457,0.38545539033457249,0.38036605357496711,0.29781003091721059,0.24718624421639102,0.19564066001222244,0.26030139103554867,0.25131418897290531,0.30580366030073391,0.24427004865519031,0.25096001678965846,0.18715480428904038,0.16767631968873792,0.18457795207687411,0.24523692284383167,0.22815866220852424,0.24161155092360623,0.24742456923474104,0.16131336743886998,0.25649488316659219,0.24500378997696859]
[null,"Turkmenistan",0,0,0,0,0,0,0,0,0,0,0,0,0,0,0,0,0,0,0,0,0,0,0,0,0,0,0,0,0,0,4.791238877481177E-2,4.6979865771812082E-2,3.0342107259349161E-4,3.9566352773601329E-4,3.8109756097560977E-4,4.0816326530612246E-4,4.9504950495049506E-4,5.2642661612971157E-4,6.3721325403568395E-4,5.6433408577878099E-4,0,0,0,0,0,0,0,0,0,0,0,0,0,0,0,0,0]
[null,"Ukraine",0,0,0,0,0,0,0,0,0,0,0,0,0,0,0,0,0,0,0,0,0,0,0,0,0,0,0,0,0,0,3.5207918935390756E-2,4.2051661417690428E-2,3.124244501955873E-2,4.8056663242029007E-2,5.9779096555228325E-2,5.1351504738908579E-2,4.7224881691604888E-2,5.5424965977978476E-2,9.1163421104456521E-2,8.3306192713906851E-2,6.5826273289386866E-2,6.9628420802879579E-2,5.5464014933284171E-2,5.1262984995116757E-2,6.4566280283469751E-2,6.6498846234529049E-2,6.6686332044733565E-2,5.2274892866787943E-2,5.9775892328622016E-2,6.8748236080152514E-2,6.9650687398055369E-2,5.6148306214990666E-2,5.282739220519956E-2,7.1247147739357586E-2,4.6588817145212257E-2,3.3292619734991487E-2,4.7078679268442371E-2]
[null,"United Arab Emirates",0,0,0,0,0,0,0,0,0,0,0,0,0,0,0,0,0,0,0,0,0,0,0,0,0,0,0,0,0,0,0,0,0,0,0,0,0,0,0,0,0,0,0,0,0,0,0,0,0,0,0,0,0,0,0,0,0]
[null,"United Kingdom",2.2731859197970421E-2,2.6265730667948361E-2,2.3398862512363994E-2,1.8934503829933728E-2,1.9574217085932124E-2,2.1322909481106767E-2,1.9909892495502058E-2,2.1103551949428565E-2,1.5978114878917603E-2,1.3484600737281475E-2,1.8091720628674188E-2,1.3129701746977588E-2,1.2904969041013521E-2,1.3712360317324916E-2,1.4926468968656618E-2,1.3852062483843569E-2,1.3397316903941093E-2,1.3736556277286763E-2,1.3946003309339459E-2,1.4214200806978185E-2,1.3697279905375769E-2,1.5710325735371181E-2,1.6674273767281617E-2,1.6518668781094977E-2,1.4219175737171715E-2,1.3877625806276488E-2,1.5920896594344508E-2,1.3714842662211083E-2,1.6084435952447716E-2,1.5188294555049173E-2,1.6386838916775504E-2,1.4389205606313326E-2,1.7006632304772881E-2,1.3374162560427774E-2,1.5672688786058875E-2,1.4550857321595601E-2,9.7133516359253734E-3,1.1939400882066556E-2,1.4174183488931786E-2,1.4609171800136893E-2,1.3585308848080133E-2,1.0607582224453928E-2,1.244685968356323E-2,8.1600347945704286E-3,1.2377388966412627E-2,1.2447335278914387E-2,1.1674249548839692E-2,1.2919528413038112E-2,1.3359145596757009E-2,1.4013418357363612E-2,9.476909434948182E-3,1.5588449591594125E-2,1.4712686991047705E-2,1.3227870540764127E-2,1.7564741644964306E-2,1.8736707467614556E-2,1.6035548686244204E-2]
[null,"United States of America",0.18439899009477553,0.18271231142023356,0.18880885274480219,0.17255415345442793,0.17160151817956679,0.17524136604910945,0.16249088334977904,0.1744788667511229,0.1592924126172208,0.16530808516934423,0.15424680597404627,0.15468891263253062,0.14639224378467178,0.1350204959631322,0.15535051485821283,0.15069760735098153,0.1340265496452922,9.9728370662956548E-2,0.12226638957504656,0.1197548124456755,0.11485135870013019,0.10803791837913783,0.13140637918738049,0.13697244634632347,0.12656641848497702,0.10830194105179812,0.11128133092702115,8.7166249507302951E-2,7.2921951461874954E-2,8.1895887509966792E-2,8.5285029129081216E-2,8.8545235015622642E-2,7.7775097329325499E-2,8.3531867717129782E-2,7.6124258726530558E-2,8.8275150391723858E-2,9.6110804974961953E-2,9.0729041288375972E-2,7.7827490784606879E-2,7.1744700976188278E-2,6.2893997220486927E-2,4.9038887098702702E-2,6.6320799304788222E-2,6.871346940265359E-2,6.5359877340842032E-2,6.3821084980698717E-2,6.8273274618474669E-2,5.7729858241894208E-2,5.911010412205444E-2,6.6161792579095144E-2,6.0230623859333733E-2,7.4361021902702676E-2,6.5211558075564682E-2,6.3179099039587003E-2,6.0521716346277371E-2,5.841638259567964E-2,6.2719860824100873E-2]
[null,"Uruguay",0,0,0,0,0,0,0,0,0,0,0,0.60929075072583994,0.4102141680395387,0.6099568796550372,0.56982075864943726,0.45103503184713378,0.45225758697261287,0.53864651322569568,0.52868719611021064,0.43551088777219432,0.75630434782608691,0.78988326848249024,0.81384015594541914,0.97876973326075123,0.98339789706696179,0.97654003329801731,0.98354908306364619,0.96147736298649722,0.77765026538516713,0.68198497291630267,0.9415636754433101,0.87092178372987605,0.89021238341386677,0.91489095011281019,0.98018112613203834,0.92849215157761222,0.86476761619190401,0.90738668158925573,0.95673076923076927,0.76452599388379205,0.9292303637322088,0.99394594594594599,0.99271212909942741,0.99428837859890429,0.80972623703451796,0.86995574069252801,0.6398433327398968,0.85603649480161259,0.51317139924734867,0.59321078154956586,0.78817644383810825,0.62635344160866202,0.51155987543644432,0.72728884162013652,0.77229069953577723,0.63060726274031131,0.59238555673062399]
[null,"Uzbekistan",0,0,0,0,0,0,0,0,0,0,0,0,0,0,0,0,0,0,0,0,0,0,0,0,0,0,0,0,0,0,0.11802929427430094,0.11134496446044494,0.12337215925831353,0.14970803068221122,0.14970711297071129,0.13040271426464081,0.14366234395297123,0.12543970122030659,0.12544662309368193,0.12545182050603898,0.12544810515534313,0.12545609974771169,0.12545122693165686,0.15425101214574899,0.1802,0.17540650406504066,0.17989002356637862,0.13074565883554648,0.22995951417004049,0.18678678678678678,0.2097872340425532,0.19541984732824427,0.21352380952380953,0.21328413284132841,0.21353790613718412,0.20652932960893855,0.20284984310430562]
[null,"Venezuela",0,0,0,0,0,0,0,0,0,0,0,0.39664434469055854,0.40055891942244992,0.37853450896929158,0.43237026647966337,0.4724147051044697,0.51517070082306526,0.53194839273999561,0.47998744310155389,0.46063272303810571,0.40742395888612687,0.38936774193548385,0.40169680959154641,0.41718825784696401,0.44844926894107223,0.4789173186720237,0.50205539591315451,0.56977388605630686,0.58722637136234868,0.60163137799375221,0.62343857992953589,0.70325402213556054,0.70093416370106765,0.68429852123029022,0.72006851911655267,0.70051466383465399,0.71237498015558021,0.73359380003842956,0.71596499468492747,0.75164655247261947,0.73748402153135295,0.6706798788268844,0.64815137394939681,0.65835726094144265,0.71104594528776688,0.73283420633113183,0.73898317364293342,0.72722258217031188,0.72793951230961385,0.71886603110888103,0.67490001318507453,0.70930222700723122,0.67411407856772954,0.67834524196167589,0.69123138025891251,0.61031934224786299,0.60077102782984093]
[null,"Vietnam",0,0,0,0,0,0,0,0,0,0,0,0.26695652173913043,0.1918181818181818,0.17872340425531916,0.20289855072463769,0.20593080724876442,0.18836658775786269,0.17276130146847107,0.22222222222222221,0.27777777777777779,0.41809497049733069,0.40795885219274497,0.39634146341463417,0.30682388359257401,0.33465885307660109,0.291378970211087,0.25456848199746696,0.22872252520244588,0.26396462785556374,0.49306269270298048,0.61847713397074067,0.68588490770901189,0.74477073673364247,0.74704558244231856,0.752197265625,0.72241944292736204,0.70868744098205849,0.60929333054568258,0.51157322021394325,0.58465979031368054,0.54783328940928433,0.59494249869315208,0.50838082467314782,0.46392180818570555,0.38559587959055597,0.31580811092888028,0.33736134759393649,0.34376492359121297,0.35405199193416537,0.36045686804929367,0.29029640791123568,0.39322776539318932,0.44896761684468334,0.43088291396440476,0.43248028792992549,0.35882435681039332,0.38889900019413703]
[null,"Yemen",0,0,0,0,0,0,0,0,0,0,0,0,0,0,0,0,0,0,0,0,0,0,0,0,0,0,0,0,0,0,0,0,0,0,0,0,0,0,0,0,0,0,0,0,0,0,0,0,0,0,0,0,0,0,0,0,0]
[null,"Zambia",0,0,0,0,0,0,0,0,0,0,0,0.74671052631578949,0.92161520190023749,0.91953681710213775,0.95518252933507175,0.95441685004715493,0.97580533665145863,0.98126122082585276,0.98282254078101827,0.98989113530326589,0.98860215053763445,0.98967331943203252,0.99178291610930636,0.99034537672937195,0.9896378372832666,0.99145978152929493,0.99121552604698671,0.98816422142769078,0.99040767386091122,0.98974280465401099,0.99226257331835765,0.99281529788880296,0.99072525467538386,0.99292510368382536,0.99398034398034396,0.99331145885916206,0.99288206559665038,0.99307392016118878,0.99158227015651712,0.99330242143225145,0.99384457553218775,0.99370514918796427,0.99374463387710044,0.9937417258394512,0.99435825105782794,0.99406893464637425,0.99865730221028715,0.99875557399149639,0.99874134675896786,0.99878702112604867,0.99875574272588052,0.99869542529135502,0.99854463130659765,0.99857142857142855,0.97163022419042344,0.96994271259578901,0.94271056006840526]
[null,"Zimbabwe",0,0,0,0,0,0,0,0,0,0,0,0.6732370905052748,0.82729161856384203,0.67420726991492652,0.88078618662747976,0.86665570536007897,0.87985212569316085,0.9285164073332306,0.88693427154965621,0.89602629220197194,0.88262497247302352,0.905607476635514,0.8697685869030034,0.83381364073006725,0.73786407766990292,0.59698996655518399,0.45561106840891624,0.17462568951930654,0.33924393547592663,0.38849340646516511,0.46667378765221107,0.35320484087852982,0.38375622192545827,0.27611140867702194,0.27803583278035832,0.29253616694405327,0.29537074969274885,0.29090161688133737,0.29257177578611576,0.41009730644478914,0.45661186561829881,0.3750316215532507,0.4435775008734133,0.60734174337992952,0.56600473299722198,0.52432259441007045,0.6659142212189616,0.70745170193192275,0.74859016393442623,0.74859415718008504,0.66924408540103864,0.5645283838054922,0.58586956521739131,0.5222117696247518,0.54185373640626555,0.51411498042447967,0.42338766832034019]
[null,"Other",0,0,0,0,0,0,0,0,0,0,0,0.22914042807682716,0.22240175930745168,0.20920112285751613,0.22616560257106999,0.22169293939227519,0.20532227122078231,0.20273993903186011,0.20811056414381304,0.21005508697740463,0.20726300584838386,0.20793553347527796,0.2105724502541084,0.21110003195650678,0.20660460284566401,0.20149476483069909,0.19905919217826387,0.1907899852027227,0.1890257061440403,0.17912898337416364,0.18087764248818769,0.18238342575961983,0.18063578451482121,0.1867827563892725,0.18389283309514273,0.18688103341871071,0.18348227260101455,0.18182261068080507,0.17817042783605505,0.17372607299174248,0.16956891371182606,0.16459502449846761,0.16257940467712603,0.15758041490740274,0.16037981727954642,0.1603977103921029,0.16017324466489793,0.15542860950945669,0.15889673995040199,0.16220290691348044,0.16036527161387268,0.15842206385459792,0.16213019394794595,0.162962586159312,0.16386230218268388,0.16079255308481813,0.16263422835387037]
[]
[null,"Total electricity generation (GWh)"]
[]
[null,null,1960,1961,1962,1963,1964,1965,1966,1967,1968,1969,1970,1971,1972,1973,1974,1975,1976,1977,1978,1979,1980,1981,1982,1983,1984,1985,1986,1987,1988,1989,1990,1991,1992,1993,1994,1995,1996,1997,1998,1999,2000,2001,2002,2003,2004,2005,2006,2007,2008,2009,2010,2011,2012,2013,2014,2015,2016,"IEA_TotGen_year"]
["IEA_TotGen_country","World",0,0,0,0,0,0,0,0,0,0,0,5257047,5698606,6131143,6287499,6518674,6980704,7305783,7693127,8024038,8283485,8454000,8540253,8899596,9399142,9792711,10089627,10559375,11023707,11566576,11851614,12120109,12232006,12521809,12828662,13264246,13687682,13978553,14336543,14747038,15440737,15560361,16169545,16763403,17534326,18296932,19008493,19837474,20222177,20144528,21484396,22181582,22684695,23373997,23836892,24284203,24973021]
[null,"Albania",0,0,0,0,0,0,0,0,0,0,0,1225,1450,1702,1900,2225,2550,2875,3100,3425,3715,3750,3765,3780,3717,3147,5106,4395,3984,4123,3296,3818,3394,3529,3941,4473,5982,5228,5109,5429,4778,3730,3738,4992,5606,5443,5524,2860,3797,5202,7568,4191,4725,6959,4724,5895,7782]
[null,"Algeria",0,0,0,0,0,0,0,0,0,0,0,2229,2436,2806,3068,3630,4235,4636,5480,6429,7123,8142,9396,10218,11182,12274,12981,12722,13966,15324,16104,17345,18286,19414,19883,19715,20654,21497,23262,24757,25412,26625,27648,29571,31250,33915,35226,37196,40236,38501,45734,51224,57397,59890,64242,68798,70997]
[null,"Angola",0,0,0,0,0,0,0,0,0,0,0,742,838,984,1229,1305,585,585,585,630,675,675,720,783,670,806,806,810,815,819,841,934,947,950,955,960,1028,1146,1318,1335,1445,1638,1765,1995,2232,2786,3306,3217,4156,4735,5449,5651,6204,8216,9480,9765,10361]
[null,"Argentina",0,0,0,0,0,0,0,0,0,0,0,23624,25306,26661,27950,29343,30216,32413,33434,37641,39706,38839,39886,43003,44966,45265,49003,52039,52246,50511,50740,53623,55881,61576,64507,67015,69686,72298,74012,80467,88910,90115,84453,92030,100165,105491,106869,107415,121604,121919,125263,129555,135627,139078,138142,144957,146726]
[null,"Armenia",0,0,0,0,0,0,0,0,0,0,0,0,0,0,0,0,0,0,0,0,0,0,0,0,0,0,0,0,0,0,10362,9516,9004,6295,5658,5561,6214,6029,6191,5717,5958,5745,5519,5501,6030,6317,5941,5898,5770,5671,6491,7430,8036,7710,7750,7799,7315]
[null,"Australia",21449,23058,24549,27386,30426,33461,35976,38923,41762,45607,49381,53045,55583,64411,69603,73579,76392,82487,85794,90643,95234,102208,104413,105517,111504,119660,125374,131523,138294,147082,154287,156536,159126,163236,167169,172805,177275,182599,195019,203627,209864,224265,227378,220586,228213,228347,232727,242979,243073,248095,252614,253768,250874,249270,247416,251331,256319]
[null,"Austria",15442,16166,17264,17851,19896,21852,23527,24128,25365,25933,29536,28202,28925,30916,33405,34933,34834,37328,37677,40197,41600,42246,42235,41972,41663,43742,43977,49688,48149,49155,49296,50181,49939,51371,52111,55178,53574,55685,55910,59916,59874,61067,60706,58097,61948,64488,62295,63027,64534,66298,67934,62273,68710,64551,61614,61763,65270]
[null,"Azerbaijan",0,0,0,0,0,0,0,0,0,0,0,0,0,0,0,0,0,0,0,0,0,0,0,0,0,0,0,0,0,0,23152,23450,19763,19051,17571,17044,17087,16836,17998,18176,18699,18970,18701,21286,21744,22872,24543,21847,21643,18868,18710,20294,22988,23354,24728,24688,24953]
[null,"Bahrain",0,0,0,0,0,0,0,0,0,0,0,430,450,500,575,700,900,1110,1212,1474,1660,1814,2009,2216,6327,6888,7136,6889,7355,7611,7989,7403,9872,11807,11418,11648,12235,12641,13502,13530,13859,14618,15258,15702,16150,19373,21042,21727,22824,22561,23824,24338,24775,25916,27253,28484,28510]
[null,"Bangladesh",0,0,0,0,0,0,0,0,0,0,0,1030,1030,1404,1549,1627,1769,1934,2219,2402,2353,2662,3036,3433,3966,4528,4800,5587,6541,7115,7732,8270,8894,9206,9784,10806,11474,11858,12882,14450,15771,17392,18665,19712,24683,26447,29531,31005,34218,37177,40790,44153,48562,53120,55845,59011,64327]
[null,"Belarus",0,0,0,0,0,0,0,0,0,0,0,0,0,0,0,0,0,0,0,0,0,0,0,0,0,0,0,0,0,0,39526,38735,37595,33369,31397,24918,23728,26057,23492,26516,26101,25063,26456,26627,31210,30961,31811,31829,35048,30376,34895,32200,30799,31507,34735,34082,33566]
[null,"Belgium",15152,16029,17545,18812,20551,21433,22648,23691,26460,29165,30523,33237,37060,40615,42314,40818,47123,46869,50559,51905,53091,50051,49978,51869,53690,56259,57621,62327,64541,66877,70292,71186,71410,70068,71341,73516,75138,77861,82075,83366,82773,78618,80939,83561,84353,85709,84348,87528,83583,89806,93833,89014,81621,82164,71502,68749,84401]
[null,"Benin",0,0,0,0,0,0,0,0,0,0,0,0,0,9,3,4,4,5,5,8,10,15,7,21,61,24,26,26,20,20,21,23,25,26,52,33,47,59,79,72,84,66,63,80,81,107,154,220,229,128,115,101,48,92,239,342,355]
[null,"Bolivia",0,0,0,0,0,0,0,0,0,0,0,1040,1133,1171,1273,1347,1436,1590,1721,1822,1619,1802,1700,1757,1804,1776,1838,1838,1947,2096,2311,2276,2412,2651,2824,3019,3238,3472,3710,3881,3880,3980,4184,4332,4523,4896,5300,5734,5817,6121,6777,7220,7661,8064,8561,9123,9409]
[null,"Bosnia and Herzegovina",0,0,0,0,0,0,0,0,0,0,0,0,0,0,0,0,0,0,0,0,0,0,0,0,0,0,0,0,0,0,14632,13785,6525,3327,4244,4401,7340,8765,9077,10154,10429,10638,10785,11266,12728,12602,13309,11784,14823,15668,17124,15280,14082,17451,16160,15629,17767]
[null,"Botswana",0,0,0,0,0,0,0,0,0,0,0,0,0,0,0,0,0,0,0,0,0,536,522,463,475,487,597,906,808,848,906,935,1124,1124,1088,1041,757,767,1128,1129,1140,1129,1146,1042,974,1052,983,828,697,621,532,478,350,924,2314,2968,2688]
[null,"Brazil",0,0,0,0,0,0,0,0,0,0,0,51578,57156,64726,71699,78935,90033,101012,112729,126774,139380,142187,152089,162494,179390,193682,202128,203331,214947,221523,222821,234377,241732,251976,260041,275601,291278,307982,321748,334716,348910,328508,345671,364339,387453,403033,419337,445147,463067,466121,515745,531757,552624,571096,590651,581652,578889]
[null,"Brunei",0,0,0,0,0,0,0,0,0,0,0,250,250,246,250,250,250,250,250,250,343,473,567,682,750,766,777,1042,1096,1132,1172,1269,1407,1548,1663,1966,2123,2407,2504,2434,2543,2579,2701,3191,3264,3264,3298,3395,3423,3612,3792,3725,3930,4402,4506,4200,4270]
[null,"Bulgaria",0,0,0,0,0,0,0,0,0,0,0,21016,22271,21956,22806,25237,27747,29710,31492,32368,34835,36972,40459,42648,44672,41632,41820,43473,45021,44328,42141,40862,35610,37997,38133,41789,42716,42621,41483,38019,40646,43534,42169,42328,41426,43972,45502,42937,44584,42381,46017,50023,46579,43069,46927,48742,44651]
[null,"Cambodia",0,0,0,0,0,0,0,0,0,0,0,0,0,0,0,0,0,0,0,0,0,0,0,0,0,0,0,0,0,0,0,0,0,0,0,198,251,318,379,404,448,509,728,763,815,964,1179,1492,1482,1266,1000,1060,1434,1778,3062,4397,5594]
[null,"Cameroon",0,0,0,0,0,0,0,0,0,0,0,1075,1115,1118,1247,1360,1326,1300,1337,1387,1453,1909,2148,2164,2216,2441,2478,2508,2623,2707,2697,2710,2737,2832,2720,2785,2901,3128,3168,3376,3480,3541,3300,3684,4110,4004,5106,5243,5681,5783,5899,5921,4725,6090,7108,7943,8367]
[null,"Canada",115966,115295,119328,124477,137500,147203,161282,169103,180503,195424,209512,221833,246127,270081,283515,277080,298220,322026,342907,359110,373278,390460,387349,407830,437010,458908,468478,496248,505838,499470,482041,508461,520279,532117,555673,560005,572929,573600,561649,578945,605596,589780,601158,589542,599865,620461,610973,628707,631954,609867,604249,633736,633911,659323,661556,668035,667327]
[null,"Chile",0,0,0,0,0,0,0,0,0,0,0,8524,8934,8766,9297,8732,9277,9776,10360,11134,11751,11978,11871,12624,13497,14040,14744,15637,16915,17811,18372,19961,22363,24003,25277,28027,30733,33297,35509,38390,40078,42531,43671,46829,51208,52484,55320,58509,59704,60722,60434,65713,69751,73065,70753,75387,79308]
[null,"China",0,0,0,0,0,0,0,0,0,0,0,139062,153655,168689,170559,198280,206360,226296,256552,281950,300630,309270,327680,351440,377390,410690,449530,497270,545210,584810,621268,677625,754071,838399,928245,1007914,1080240,1135888,1167500,1239927,1355738,1480949,1654164,1910755,2203502,2500466,2865954,3281790,3467185,3715061,4197204,4704861,4984732,5436567,5665745,5843715,6187107]
[null,"Colombia",0,0,0,0,0,0,0,0,0,0,0,10241,10527,11627,12932,12931,13706,15257,17363,19005,20446,20777,22182,22905,25294,26827,29430,31497,33012,34970,36357,36990,32944,38559,41409,42716,43362,44605,44897,42822,43125,43442,45042,46541,49719,50337,53765,55225,55938,57149,59424,61005,62338,73993,71125,78109,76904]
[null,"Congo",0,0,0,0,0,0,0,0,0,0,0,88,102,96,99,105,114,104,66,130,155,158,195,234,253,294,270,281,292,400,493,480,428,362,324,354,458,453,344,111,296,334,396,399,397,433,453,407,461,539,784,1293,1700,1709,1740,1734,1753]
[null,"Costa Rica",0,0,0,0,0,0,0,0,0,0,0,1148,1267,1347,1468,1531,1647,1760,1925,1997,2226,2365,2464,2870,3067,2816,2949,3133,3193,3410,3468,3864,4912,4912,4912,4881,4802,5611,5413,6178,6919,6745,7525,7453,8215,8260,8697,9050,9474,9310,9583,9832,10174,10235,10217,10812,10881]
[null,"Côte d'Ivoire",0,0,0,0,0,0,0,0,0,0,0,588,692,796,854,962,1115,1243,1414,1819,1749,1888,1947,1937,1496,1784,1861,2173,2311,2201,1983,1817,1850,2188,2361,2947,3258,4031,4022,4817,4800,4885,5294,5087,5510,5681,5655,5631,5800,5871,5965,6099,7016,7650,8286,8711,10253]
[null,"Croatia",0,0,0,0,0,0,0,0,0,0,0,0,0,0,0,0,0,0,0,0,0,0,0,0,0,0,0,0,0,0,9062,8941,8902,9564,8773,9276,11173,10237,11454,12977,11263,12771,12705,13192,13897,13057,12923,12545,12781,13370,14796,11244,10593,13947,13436,11238,12615]
[null,"Cuba",0,0,0,0,0,0,0,0,0,0,0,5020,5269,5708,6019,6588,7195,7705,8484,9402,9989,10575,11072,11552,12291,12199,13176,13593,14542,15239,15024,13247,11538,11002,11965,12459,13236,14146,14148,14492,15033,15300,15700,15811,15635,15344,16471,17623,17677,17728,17397,17760,18428,19140,19366,20288,20458]
[null,"Curaçao",0,0,0,0,0,0,0,0,0,0,0,0,0,0,0,0,0,0,0,0,0,0,0,0,0,0,0,0,0,0,0,0,0,0,0,0,0,0,0,0,0,0,0,0,0,0,0,0,0,0,0,0,0,0,0,0,0]
[null,"Cyprus",0,0,0,0,0,0,0,0,0,0,0,665,765,830,729,716,796,860,919,977,1034,1060,1144,1221,1250,1319,1423,1501,1647,1831,1974,2077,2430,2590,2685,2497,2609,2728,2991,3139,3370,3551,3785,4052,4201,4377,4652,4871,5079,5215,5322,4929,4717,4290,4350,4533,4887]
[null,"Czech Republic",0,0,0,0,0,0,0,0,0,0,0,36372,39579,41174,43140,45908,48229,51194,53665,51249,52656,53577,54647,56651,58024,58121,60606,62196,64334,65131,62271,60298,59057,58654,58389,60575,63823,64217,64624,64159,72911,74234,75995,82816,83790,81931,83654,87764,83295,81632,85312,86776,86687,86008,85096,82616,82107]
[null,"North Korea",0,0,0,0,0,0,0,0,0,0,0,14860,15720,16580,17440,18300,18880,19460,20040,20620,21200,21780,22360,22940,23520,25100,25300,26100,27900,29200,27700,26300,24700,22100,23100,23000,21300,19300,17000,18600,19400,20200,19776,20998,21973,22912,22435,21523,23205,21127,21664,19226,19236,18332,17909,13737,16926]
[null,"Democratic Republic of the Congo",0,0,0,0,0,0,0,0,0,0,0,3545,3554,3848,3475,3800,4088,4140,4080,4133,4445,4347,4276,4618,4835,5171,5406,5391,5392,6937,5650,5281,6073,5545,5312,6177,6109,5043,4728,5306,5982,5962,6100,6147,7065,7374,7543,7882,7549,7854,7905,7899,7612,8258,8850,8953,9135]
[null,"Denmark",5540,5316,6177,7475,7832,7894,9959,10142,12942,17592,20024,18624,20574,19120,18303,18264,20509,22064,20418,22111,26765,19763,23726,22179,22672,29144,30783,29489,28070,22933,25982,36545,30738,33974,40578,36758,53582,44315,41113,38920,36053,37729,39287,46186,40436,36246,45611,39316,36616,36383,38862,35229,30701,34743,32185,28946,30522]
[null,"Dominican Republic",0,0,0,0,0,0,0,0,0,0,0,1743,1687,2246,2166,2432,2431,2792,2874,3198,3258,3316,2921,3409,3769,4175,4327,4663,3640,3255,3698,3895,5581,5353,5653,5477,6615,7236,10507,12313,13100,12795,13978,14387,12129,13444,14477,15018,15077,14090,15074,16115,17231,18406,17691,18505,19414]
[null,"Ecuador",0,0,0,0,0,0,0,0,0,0,0,1050,1117,1256,1395,1628,1861,2197,2605,3058,3372,3686,4139,4303,4536,4558,5012,5384,5641,5769,6349,6974,7196,7411,8144,8429,9340,10362,10890,10308,10612,11050,11888,11546,12874,12675,14075,16372,18817,18569,19509,20544,22847,23261,24307,25830,27314]
[null,"Egypt",0,0,0,0,0,0,0,0,0,0,0,7998,8043,8106,9162,10376,12196,14132,15150,16750,18939,21310,22576,25879,29049,31458,33464,37845,39580,41649,42256,44296,45678,47796,49304,52000,55140,58428,62966,68495,78143,83282,89190,95183,101299,108690,115407,125129,131040,139000,146796,157406,164628,168050,174875,186320,194327]
[null,"El Salvador",0,0,0,0,0,0,0,0,0,0,0,738,808,917,992,990,1157,1288,1421,1517,1460,1403,1425,1540,1614,1706,1671,1893,1981,2030,2218,2297,2382,2783,3147,3310,3378,3586,3775,3684,3377,3931,4149,4424,4502,4823,5655,5811,5968,5792,5984,6083,6237,6272,6223,5989,5984]
[null,"Eritrea",0,0,0,0,0,0,0,0,0,0,0,0,0,0,0,0,0,0,0,0,0,0,0,0,0,0,0,0,0,0,0,0,146,151,161,172,193,214,195,214,210,233,259,277,283,288,269,288,287,295,311,337,359,370,388,406,421]
[null,"Estonia",0,0,0,0,0,0,0,0,0,0,0,0,0,0,0,0,0,0,0,0,0,0,0,0,0,0,0,0,0,0,17181,14627,11831,9117,9152,8693,9103,9218,8521,8268,8513,8483,8527,10159,10304,10205,9732,12190,10581,8779,12964,12893,11967,13275,12446,10398,12176]
[null,"Ethiopia",0,0,0,0,0,0,0,0,0,0,0,593,611,591,587,578,576,543,567,626,689,721,798,860,910,888,915,892,877,879,1202,1209,1241,1383,1451,1527,1603,1614,1653,1644,1674,2012,2044,2296,2539,2845,3269,3547,3777,3992,4980,6336,7592,8702,9515,10437,11226]
[null,"Finland",8605,10470,11616,11825,12755,13920,15876,16760,17834,19979,21991,21681,23305,26102,27631,26171,29255,33098,35732,39243,40747,40909,41175,42197,45287,49716,49266,53402,53878,53817,54377,57986,57725,61079,65631,64035,69373,69176,70167,69457,69976,74486,74955,84326,85845,70582,82312,81245,77432,72069,80674,73501,70411,71257,68094,68597,68752]
[null,"Macedonia, FYR",0,0,0,0,0,0,0,0,0,0,0,0,0,0,0,0,0,0,0,0,0,0,0,0,0,0,0,0,0,0,5758,5770,6065,5180,5939,6132,6641,6733,7048,6863,6811,6362,6091,6738,6667,6942,7006,6498,6311,6828,7260,6759,6262,6094,5374,5646,5629]
[null,"France",75059,79884,87154,92260,98741,106118,110813,116886,123276,137480,146822,155849,171201,182508,186847,185294,205857,210450,226145,240469,257308,275630,278468,295359,322653,342554,360573,376442,390232,403534,417199,451612,460011,469654,474593,491201,509160,500975,507266,521237,535184,545287,553630,561503,568710,571210,569431,564113,569098,530965,564478,559911,559546,568695,558357,565366,551338]
[null,"Gabon",0,0,0,0,0,0,0,0,0,0,0,114,134,165,193,253,328,443,436,520,530,595,667,729,795,861,888,895,910,876,978,985,993,999,1066,1139,1214,1256,1343,1328,1315,1407,1482,1535,1540,1574,1665,1734,1823,1832,1935,2042,2165,2101,1999,2128,2336]
[null,"Georgia",0,0,0,0,0,0,0,0,0,0,0,0,0,0,0,0,0,0,0,0,0,0,0,0,0,0,0,0,0,0,13724,12992,11154,10455,11024,8154,7187,7163,7671,7683,7424,6937,7257,7160,6924,7267,7287,8332,8453,8558,10124,10194,9695,10059,10371,10833,11574]
[null,"Germany",118069,126335,137271,149254,163556,171445,176683,183448,202141,224573,308771,327249,345881,374352,390563,383770,421423,426053,447974,467573,466340,467737,468109,476810,503233,520560,521813,530467,547109,557397,547650,535826,533672,522487,525205,532814,550691,548011,552375,552545,572313,581886,581954,603603,611105,615800,632732,633663,634380,589966,626583,607228,623718,632945,621938,640967,643531]
[null,"Ghana",0,0,0,0,0,0,0,0,0,0,0,2944,3357,3910,4109,3988,4221,4445,3773,4684,5317,5376,4969,2572,1832,3018,4402,4676,4808,5231,5721,6109,6602,6313,6110,6116,6627,6886,4940,6184,7223,7859,7273,5882,6039,6788,8430,6978,8324,8958,10167,11200,12024,12871,12963,11491,13023]
[null,"Gibraltar",0,0,0,0,0,0,0,0,0,0,0,47,47,49,48,50,52,51,51,54,54,56,59,61,61,63,65,70,74,81,79,92,99,103,106,108,110,111,116,120,125,126,129,134,136,145,151,155,166,174,177,171,176,189,198,224,254]
[null,"Greece",2290,2655,2943,3331,3985,4623,6016,6966,7699,8822,9820,11562,13121,14817,15020,16120,17843,18985,21050,22102,22653,23393,23272,23983,24804,27740,28124,30086,33162,34210,34775,35743,37225,38137,40381,41299,42411,43292,46180,49395,53425,53076,53945,57905,58813,59427,60179,62711,62912,61094,57367,59172,60771,57114,50343,51822,54416]
[null,"Guatemala",0,0,0,0,0,0,0,0,0,0,0,713,840,908,790,1118,1383,1514,1594,1682,1952,1717,1598,1436,1526,1638,1547,1725,1840,2098,2186,2286,2886,2876,3095,3528,3371,3471,4456,5183,6048,5857,6191,7063,7691,8049,8166,8756,8718,9047,8893,9183,9750,10480,11092,11679,12450]
[null,"Haiti",0,0,0,0,0,0,0,0,0,0,0,82,106,122,151,198,198,209,245,280,314,372,390,411,422,441,443,494,535,575,597,468,423,364,281,495,605,605,663,698,547,594,547,535,547,556,570,468,486,721,587,687,1100,1055,1033,1038,1084]
[null,"Honduras",0,0,0,0,0,0,0,0,0,0,0,391,423,486,519,567,612,688,759,851,906,988,1047,1136,1194,1395,1473,1797,1954,2043,2319,2346,2343,2562,2335,2728,3067,3136,3415,3588,3658,3919,4146,4599,4934,5775,6126,6530,6800,6804,6938,7347,7378,7499,8398,8965,8783]
[null,"Hong Kong (China)",0,0,0,0,0,0,0,0,0,0,0,5574,6184,6799,6713,7363,8330,9438,10370,11377,12634,13292,14488,16467,17918,19230,21406,23746,25501,27361,28938,31807,34907,35950,26743,27916,28442,28945,31417,29498,31331,32432,34314,35509,37132,38451,38617,38952,37994,38732,38387,39108,38844,39158,39909,38028,38258]
[null,"Hungary",0,0,0,0,0,11177,11861,12490,13155,14069,14542,14994,16323,17643,18985,20472,22050,23402,25543,24519,23876,24300,24775,25790,26303,26796,28064,29749,29233,29581,28436,29963,31685,32915,33515,34018,35090,35397,37190,37832,35191,36415,36157,34145,33708,35756,35859,39960,40025,35908,37371,36019,34635,30294,29392,30342,31859]
[null,"Iceland",551,603,621,656,681,678,678,706,729,913,1488,1621,1794,2320,2366,2323,2449,2632,2707,2955,3184,3295,3633,3828,3977,3900,4114,4210,4478,4537,4510,4494,4546,4727,4780,4981,5123,5586,6281,7188,7684,8033,8416,8500,8623,8686,9930,11977,16467,16834,17059,17211,17549,18116,18123,18799,18550]
[null,"India",0,0,0,0,0,0,0,0,0,0,0,66384,70516,72796,76678,85926,95615,98928,110129,112821,120409,132330,141482,151945,171881,186086,203971,221886,244320,271818,292732,319256,337181,360845,390813,423660,443031,472678,503751,545770,569688,588171,610502,650837,683991,715656,773784,823564,849870,917424,980423,1072615,1124557,1191884,1294220,1372770,1477564]
[null,"Indonesia",0,0,0,0,0,0,0,0,0,0,0,1756,1997,2370,2631,2990,2550,3097,4909,6201,7502,8607,10572,12110,13622,14098,19507,22975,25201,27716,32667,37340,41513,45400,51358,59193,67724,74627,78038,85915,93325,101254,108217,112974,120163,127529,133072,142151,149326,156774,169755,183417,200030,216020,227876,233984,248613]
[null,"Iran",0,0,0,0,0,0,0,0,0,0,0,8105,9553,12093,14005,15700,17311,18984,19847,21909,22380,24906,29076,33009,36594,39220,41571,46197,47600,52712,59102,64126,68676,76204,81878,84981,90867,97765,103464,112657,121383,130199,141081,153878,166918,178088,192682,203986,214530,221370,232959,240052,254276,262434,274609,280633,289094]
[null,"Iraq",0,0,0,0,0,0,0,0,0,0,0,2800,2900,3519,3855,4493,5239,6364,7835,10140,11383,10814,13664,16185,19459,20973,22287,22510,23450,23860,24000,20810,25300,26300,28000,29743,30041,30339,30945,31563,31900,32251,33863,28340,32295,30400,33823,33237,36888,37847,48908,53903,46018,58422,67768,68688,80030]
[null,"Ireland",2262,2453,2715,2910,3383,3691,4005,4368,4863,5265,5791,6304,6889,7348,7631,7521,8308,9021,9646,10640,10566,10529,10530,10784,11236,11741,12307,12629,12895,13534,14229,14930,15780,16149,16828,17604,18920,19689,20878,21765,23673,24632,24843,24861,25215,25626,27116,27847,29908,27957,28176,27165,27142,25575,25808,28099,30126]
[null,"Israel",0,0,0,0,0,0,0,0,0,0,0,7639,8478,8720,9158,9712,10361,11108,11874,12436,12404,12977,13641,14355,14665,15432,16034,17677,19352,20453,20898,21514,25144,26015,28424,30425,32531,35100,37955,39215,42661,43951,45500,47041,47279,48602,50558,53792,57002,55008,58591,59679,63003,61322,60813,64226,66976]
[null,"Italy",55990,60315,64559,71026,76301,82594,89392,96220,103211,109612,116496,123920,133894,143916,147354,145778,161783,164958,173119,178999,183474,178954,181826,180109,179636,182237,188895,198292,200690,207115,213147,218449,222668,219745,228740,237364,239398,246524,253655,259255,269941,271894,277532,286278,295777,296840,307691,308222,313527,288335,298773,300648,297298,287909,278116,281562,287943]
[null,"Jamaica",0,0,0,0,0,0,0,0,0,0,0,1676,2021,2187,2283,1627,1705,1737,1793,1689,1676,1684,1970,1969,1645,1636,1722,1855,1831,1803,2458,2123,3999,3791,4775,5829,6038,6255,6480,6609,6606,6656,6934,7146,7217,7422,7473,5996,4235,4398,4320,4366,3998,4003,4124,4122,4230]
[null,"Japan",115500,132100,140400,159970,179370,191770,214850,243750,271950,314550,354800,382900,425700,465387,456976,473146,506992,529371,557772,585340,572531,580276,578714,614392,643359,666941,671104,713011,748135,793685,860581,886575,893865,899219,958521,979377,1000010,1022689,1019984,1038829,1057928,1040488,1059689,1051372,1081031,1102176,1106285,1133510,1087757,1054542,1120560,1057196,1045300,1067760,1049169,1042792,1051795]
[null,"Jordan",0,0,0,0,0,0,0,0,0,0,0,230,278,315,350,407,501,601,704,900,1070,1237,1512,1918,2265,2495,2955,3486,3263,3433,3638,3724,4422,4761,5076,5616,6058,6264,6745,7081,7375,7549,8132,7994,8967,9654,11120,13001,13838,14272,14777,14647,16596,17263,18220,19014,19731]
[null,"Kazakhstan",0,0,0,0,0,0,0,0,0,0,0,0,0,0,0,0,0,0,0,0,0,0,0,0,0,0,0,0,0,0,87379,85984,82701,77444,66397,66661,59038,52000,49145,47498,51324,56857,58342,63866,66945,67847,71657,76598,80327,78710,82646,86586,92817,103086,105068,106468,106627]
[null,"Kenya",0,0,0,0,0,0,0,0,0,0,0,728,838,901,982,1087,1279,1238,1512,1703,1630,1900,1956,2061,2112,2324,2483,2836,2960,3096,3235,3434,3429,3616,3661,4091,4275,4491,4618,4429,4006,4514,4649,4986,5369,5805,6278,6479,6580,6775,7394,7755,8167,8876,9261,9652,9752]
[null,"South Korea",0,0,0,0,0,0,0,0,0,0,0,10540,11839,14825,16835,20120,23117,26587,31510,35600,37239,40207,43122,48850,53808,58007,63895,72692,84262,93695,105371,113255,124404,143035,161764,181139,202605,222114,216069,235596,288526,309137,329804,343191,366612,387874,402270,425905,443936,451676,496718,520053,530935,537891,545866,549047,558816]
[null,"Kosovo",0,0,0,0,0,0,0,0,0,0,0,0,0,0,0,0,0,0,0,0,0,0,0,0,0,0,0,0,0,0,0,0,0,0,0,0,0,0,0,0,2957,3740,3715,3630,4082,4458,4434,4835,5162,4976,5168,5801,5943,6525,5436,6119,5981]
[null,"Kuwait",0,0,0,0,0,0,0,0,0,0,0,2623,3281,3651,4075,4635,5182,5992,6983,8616,9023,10015,11699,12499,13894,15417,16935,18092,19599,21085,18477,10780,16885,20178,22802,23724,25475,26724,29984,31576,32323,34299,36362,39802,41256,43734,47607,48753,51749,53216,57029,57457,62655,60982,65140,68288,70094]
[null,"Kyrgyzstan",0,0,0,0,0,0,0,0,0,0,0,0,0,0,0,0,0,0,0,0,0,0,0,0,0,0,0,0,0,0,15732,15722,13789,11453,13087,14285,15729,14285,12455,14135,14931,13667,11922,14021,15141,14891,14523,14830,11789,11083,12100,15158,15168,14011,14572,13030,13262]
[null,"Latvia",0,0,0,0,0,0,0,0,0,0,0,0,0,0,0,0,0,0,0,0,0,0,0,0,0,0,0,0,0,0,6648,5644,3834,3924,4440,3979,3126,4506,5797,4110,4136,4280,3975,3975,4689,4906,4891,4771,5274,5569,6627,6094,6167,6209,5141,5533,6425]
[null,"Lebanon",0,0,0,0,0,0,0,0,0,0,0,1375,1545,1791,1975,1850,2000,2150,2300,2500,2752,3000,3300,3600,3800,3861,4170,4600,4000,2500,1500,3000,3771,4484,5184,5281,6965,8515,10163,9997,9675,10081,11632,12583,12348,12339,11537,12035,13311,13771,15712,16365,14826,17487,17952,18468,18690]
[null,"Libya",0,0,0,0,0,0,0,0,0,0,0,508,569,1147,1381,1821,2276,2833,3363,4150,4800,5190,5612,6068,6561,7095,6835,7644,8047,8093,10169,10460,10759,11341,11689,11415,12086,12620,13528,14407,15496,16111,17531,18943,20279,22672,24754,26234,28666,30373,32558,25999,34275,37913,37731,37511,36430]
[null,"Lithuania",0,0,0,0,0,0,0,0,0,0,0,0,0,0,0,0,0,0,0,0,0,0,0,0,0,0,0,0,0,0,28405,29363,18548,13934,9755,13520,16241,14388,17153,13089,11121,14362,17294,18828,18752,14415,12077,13470,13327,14643,4994,4246,4529,4214,3708,4258,3676]
[null,"Luxembourg",1464,1528,1460,1355,1486,1489,1399,1406,1423,1440,1357,1333,1368,1394,1242,1054,1096,1136,1139,1098,918,728,542,470,538,519,588,578,616,632,624,701,660,671,577,487,440,406,366,360,422,867,2808,2789,3382,3348,3529,3201,2726,3152,3230,2650,2757,1849,1905,1335,783]
[null,"Malaysia",0,0,0,0,0,0,0,0,0,0,0,3795,4313,4773,5308,5788,6476,7520,8258,9176,10049,10793,11782,12758,13746,14944,16131,17421,19352,21515,23016,26552,29319,34739,39100,45462,51416,57883,60711,65233,69255,71084,74249,78469,82284,82673,89830,97516,97801,116003,124786,129275,134381,138348,147469,150123,156660]
[null,"Malta",0,0,0,0,0,0,0,0,0,0,0,305,324,365,304,338,382,417,459,501,527,558,597,675,700,784,850,944,1030,1100,1100,1419,1490,1500,1541,1632,1658,1686,1721,1854,1917,1943,2052,2236,2216,2240,2261,2296,2312,2168,2114,2179,2294,2251,2245,1303,856]
[null,"Mauritius",0,0,0,0,0,0,0,0,0,0,0,148,164,187,208,224,270,308,315,355,355,362,363,371,380,392,439,487,550,589,780,857,930,989,1048,1166,1273,1399,1538,1585,1778,1911,1950,2082,2165,2272,2350,2465,2557,2577,2689,2731,2797,2888,2937,2997,3042]
[null,"Mexico",0,0,0,0,0,0,0,0,0,0,0,31039,34360,37100,40984,43924,47524,52259,56990,62085,66962,73157,80048,81877,86930,92989,97134,104002,109862,117705,115837,128570,132864,135673,147131,152248,157691,167493,182304,191510,205675,213988,218221,236217,237583,250768,257802,265272,269315,267754,275537,302751,307228,297326,301496,310719,320353]
[null,"Moldova",0,0,0,0,0,0,0,0,0,0,0,0,0,0,0,0,0,0,0,0,0,0,0,0,0,0,0,0,0,0,16221,15048,12956,11607,9483,7625,7350,6451,6450,6045,5606,5991,5793,5971,5826,5990,6092,5906,6022,6198,6113,5786,5802,4491,5351,6091,5827]
[null,"Mongolia",0,0,0,0,0,0,0,0,0,0,0,0,0,0,0,0,0,0,0,0,0,0,0,0,0,2843,3170,3349,3544,3558,3348,3229,2929,2582,2715,2628,2614,2662,2675,2842,2946,3017,3112,3138,3303,3419,3544,3701,4001,4039,4313,4536,4816,5020,5376,5513,5667]
[null,"Montenegro",0,0,0,0,0,0,0,0,0,0,0,0,0,0,0,0,0,0,0,0,0,0,0,0,0,0,0,0,0,0,0,0,0,0,0,0,0,0,0,0,0,0,0,0,0,2864,2952,2144,2828,2760,4022,2656,2844,3945,3173,3003,3141]
[null,"Morocco",0,0,0,0,0,0,0,0,0,0,0,2290,2614,2875,3068,3269,3607,4006,4388,4825,5247,5728,6145,6686,6921,7345,7764,8001,8984,9024,9628,9205,9719,9910,11470,12092,12538,13593,12968,12895,12863,15046,15235,16578,17705,19290,19864,19897,20560,21145,23672,25006,27335,28037,28988,30819,31734]
[null,"Mozambique",0,0,0,0,0,0,0,0,0,0,0,674,663,641,747,604,701,708,876,490,462,232,426,417,398,550,310,336,337,472,454,471,416,392,395,408,476,1005,6864,7710,9696,11885,12712,10907,11714,13285,14737,16076,15127,16963,16666,16830,15166,14895,17743,19913,18732]
[null,"Myanmar",0,0,0,0,0,0,0,0,0,0,0,691,763,821,846,978,1092,1191,1243,1340,1487,1395,1552,1675,1890,2119,2245,2320,2226,2494,2478,2677,2996,3385,3594,4055,3945,4445,4139,4639,5118,4689,5068,5425,5609,6016,6164,6399,6622,6964,7543,9868,10732,12247,14157,15970,17867]
[null,"Namibia",0,0,0,0,0,0,0,0,0,0,0,0,0,0,0,0,0,0,0,0,0,0,0,0,0,0,0,0,0,0,0,1389,1170,1167,874,1171,893,642,1019,1209,1407,1211,1429,1421,1379,1660,1606,1576,1572,1490,1305,1430,1643,1331,1498,1536,1421]
[null,"Nepal",0,0,0,0,0,0,0,0,0,0,0,86,107,104,112,88,143,157,174,193,217,253,324,359,386,430,541,564,584,716,878,932,886,933,1010,1196,1221,1169,1250,1478,1659,1867,2123,2267,2418,2533,2748,2792,2812,3115,3208,3492,3552,3517,3797,3460,4244]
[null,"Netherlands",16516,17624,19255,20984,22975,25010,27869,30056,33619,37144,40858,44904,49551,52627,54761,54258,58137,58286,61596,64464,64806,64053,60312,59650,62778,62947,67158,68419,69611,73050,71968,74384,77257,77159,79867,81167,85423,86523,91115,86720,89631,93663,95981,96818,101214,99921,98833,105165,107552,113691,119270,113963,103298,101736,103418,110070,115170]
[null,"New Zealand",6978,7572,8110,9145,9904,10794,11541,11793,12390,13192,13983,15478,17613,18531,18828,20564,21456,21831,22224,22082,22596,23474,24970,26493,27439,27724,28576,29121,29890,31358,32265,33296,32894,34275,34851,36062,36473,37109,37612,37817,39247,39572,40369,40533,42521,42720,43340,43505,43613,43193,44622,44196,44005,43041,43316,44040,43033]
[null,"Nicaragua",0,0,0,0,0,0,0,0,0,0,0,612,705,678,820,882,1022,1156,1138,913,1005,1030,1002,878,934,1032,1193,1278,1280,1559,1457,1507,1639,1735,1746,1855,1993,2045,2266,2166,2351,2520,2620,2772,2922,3051,3134,3208,3361,3453,3659,3824,4031,4164,4453,4578,4590]
[null,"Niger",0,0,0,0,0,0,0,0,0,0,0,0,0,0,0,0,0,0,0,0,0,0,0,0,0,0,0,0,0,0,0,0,0,0,0,0,0,0,0,0,206,180,191,194,205,229,218,224,228,257,293,342,399,443,443,531,526]
[null,"Nigeria",0,0,0,0,0,0,0,0,0,0,0,1887,2237,2625,2287,3464,4106,4713,4579,6278,7169,7776,8532,8713,8984,10221,10766,11265,11654,12813,13463,14167,14834,14505,15531,15857,16243,16117,15111,16089,14727,15462,21545,20184,24275,23539,23110,22978,21110,19777,26121,27034,28706,28883,30390,31426,30897]
[null,"Norway",31444,33943,38127,39969,44478,49550,48914,53402,60303,57604,58177,63528,67592,73029,76653,77401,82029,72251,80839,88844,83750,92961,92767,106009,106230,102729,96666,103803,109332,118899,121611,110563,117112,119718,112323,122242,104698,110494,116431,122287,142511,121327,130240,106669,110107,137245,121222,136112,141197,130979,123217,126265,146577,133511,141255,143398,148631]
[null,"Oman",0,0,0,0,0,0,0,0,0,0,0,13,26,47,91,154,266,404,468,600,818,1046,1317,1615,2016,2498,3180,3392,3773,3927,4501,4625,5113,5833,6198,6500,6802,7318,8200,8413,9111,9737,10331,10714,11499,12663,13664,14598,16049,18445,19819,21874,25017,26240,29128,32758,34210]
[null,"Pakistan",0,0,0,0,0,0,0,0,0,0,0,7572,7572,8377,9064,9941,10320,10877,12375,14174,14974,16062,17688,19697,21873,23003,25589,28703,33091,34601,37673,41076,48810,50646,53555,56957,59125,62155,65428,65780,68116,72430,75704,80830,85629,93629,98213,95661,91616,95357,94384,95090,96125,104076,106988,111298,114003]
[null,"Panama",0,0,0,0,0,0,0,0,0,0,0,899,1007,1179,1199,1251,1408,1487,1502,1775,1812,1897,2088,2239,2211,2420,2587,2671,2559,2580,2661,2790,2903,3147,3361,3519,3824,4051,4191,4580,4887,5124,5293,5576,5761,5827,5989,6456,6425,6915,7383,7822,8603,8958,9287,10296,10886]
[null,"Paraguay",0,0,0,0,0,0,0,0,0,0,0,235,260,378,521,593,604,571,568,691,767,791,702,843,1089,4089,11912,18598,19988,24333,27185,29351,27141,31436,36417,42237,44828,50864,50883,51970,53492,45317,48212,51771,51931,51166,53784,53725,55464,54959,54066,57625,60235,60381,55282,55744,63771]
[null,"Peru",0,0,0,0,0,0,0,0,0,0,0,5951,6288,6660,7276,7485,7916,8625,8764,9264,10031,10752,11344,10682,11763,12111,12948,14006,13552,13727,13808,14482,13122,14808,15866,16144,17272,17947,18575,19040,19914,20778,21983,22924,24255,25499,27358,29931,32430,32929,35890,39223,39969,43506,45726,48251,51923]
[null,"Philippines",0,0,0,0,0,0,0,0,0,0,0,9145,10398,13186,13047,13670,14716,15080,15542,16677,18009,18583,19406,21454,21180,22766,20974,22642,24539,25573,26327,25649,25870,26579,30471,33566,36727,39797,41578,41432,45290,47050,48467,52940,55957,56567,56783,59611,60821,61921,67742,69176,72921,75266,77262,82413,90797]
[null,"Poland",29282,32240,35364,36941,40590,43786,47355,51221,55471,59956,64417,69537,76045,83908,91271,96784,103648,108925,115121,116818,120941,114129,116542,124201,132848,135662,138058,143439,141961,143319,134415,132728,130687,131779,133294,137042,141194,140935,140771,140001,143174,143721,142499,150009,152550,155359,160764,158761,154710,151121,157089,163118,161711,164022,158508,164341,166153]
[null,"Portugal",3279,3642,3872,4346,4821,4664,5581,5946,6246,6856,7438,7896,8840,9792,10685,10701,10046,13775,14599,16115,15206,13824,15357,18053,19195,18810,20327,20103,22420,25549,28342,29728,29623,30990,31334,33144,34417,34132,38907,42914,43372,46168,45650,46521,44827,46188,48576,46896,45475,49482,53691,51888,45576,50534,51959,51280,59094]
[null,"Qatar",0,0,0,0,0,0,0,0,0,0,0,315,396,420,460,625,801,1011,1349,1987,2416,2757,3059,3236,3563,3949,4287,4367,4592,4624,4818,4643,5153,5522,5815,5976,6575,6869,8122,8584,9134,9951,10940,12012,13233,14396,17080,19462,21616,24158,28144,30730,34787,34668,38692,41499,42307]
[null,"Romania",0,0,0,0,0,0,0,0,0,0,0,39454,43439,46779,49062,53721,58266,59858,64255,64933,67486,70138,68922,70260,71667,71818,75478,74077,75322,75851,64309,56803,54195,55476,55136,59266,61350,57148,53496,50710,51934,53866,54735,55140,56499,59413,62697,61673,64956,57741,60619,61999,58774,58536,65202,65922,64595]
[null,"Russian Federation",0,0,0,0,0,0,0,0,0,0,0,0,0,0,0,0,0,0,0,0,0,0,0,0,0,0,0,0,0,0,1082152,1068163,1008450,955702,874881,859026,846166,833174,826189,845347,876468,889333,889312,914328,929905,951159,993865,1013399,1038431,990045,1036116,1053001,1069313,1057589,1062333,1065623,1088945]
[null,"Saudi Arabia",0,0,0,0,0,0,0,0,0,0,0,2082,2422,2949,3736,4382,6615,7641,10551,16378,20452,26950,32912,35190,40069,44311,47646,56080,61584,64899,69208,74011,82190,91040,93922,97846,101114,107546,114623,119015,126191,133673,141736,153000,159875,176124,181434,190535,204200,217082,240067,250077,271680,284017,311806,338342,344809]
[null,"Senegal",0,0,0,0,0,0,0,0,0,0,0,381,400,442,450,479,513,567,620,676,676,713,675,749,807,803,801,865,891,921,945,969,1052,1037,1070,1132,1203,1291,1354,1398,1604,1892,2044,2148,2264,2544,2439,2656,2782,2858,3076,3151,3450,3561,3893,4151,4457]
[null,"Serbia",0,0,0,0,0,0,0,0,0,0,0,0,0,0,0,0,0,0,0,0,0,0,0,0,0,0,0,0,0,0,40948,39510,36488,32400,32400,34476,35239,37455,37808,33410,34140,35130,35060,35366,37686,36474,36481,36550,36831,37719,37423,38024,36171,39227,33446,37595,38614]
[null,"Singapore",0,0,0,0,0,0,0,0,0,0,0,2585,3144,3719,3864,4176,4605,5115,5898,6499,6991,7493,7915,8704,9490,9960,10640,11909,13113,14136,15714,16921,17674,18962,20849,22244,24100,26898,28375,29520,31665,33089,34664,35332,36811,38213,39442,41133,41717,41209,45361,46018,46971,47969,49380,50415,51667]
[null,"Slovakia",0,0,0,0,0,0,0,0,0,0,0,10865,11823,12299,12886,13369,14517,15307,15432,16843,19967,19705,19750,19232,19947,21945,23729,23122,22492,23400,25497,24261,23232,24044,25458,26428,25454,25053,25732,28105,30798,31856,32212,30986,30460,31352,31251,27892,28760,25919,27464,28288,28328,28514,27148,26632,26817]
[null,"Slovenia",0,0,0,0,0,0,0,0,0,0,0,0,0,0,0,0,0,0,0,0,0,0,0,0,0,0,0,0,0,0,12444,12744,12344,11946,12895,12913,13057,13176,13728,13262,13624,14466,14598,13820,15271,15117,15115,15043,16399,16403,16255,15915,15548,15809,17163,14817,16221]
[null,"South Africa",0,0,0,0,0,0,0,0,0,0,0,54647,59518,64390,69642,74894,79358,80323,84496,89748,98951,113656,119012,121122,135260,141384,146456,150599,156738,162320,165385,166512,166757,173361,180173,185381,199496,207754,202954,200422,207837,208173,218564,231248,240930,242055,250851,260500,255519,246815,256648,259576,254913,253192,249471,246736,249453]
[null,"South Sudan",0,0,0,0,0,0,0,0,0,0,0,0,0,0,0,0,0,0,0,0,0,0,0,0,0,0,0,0,0,0,0,0,0,0,0,0,0,0,0,0,0,0,0,0,0,0,0,0,0,0,0,0,445,472,490,578,439]
[null,"Spain",18614,20878,22905,25897,29526,31724,37679,40614,45811,52036,56303,61585,67915,75660,80076,82098,89245,92689,98288,104703,109226,109996,113506,115378,118106,125617,128228,132606,138584,147200,151206,154749,156700,155439,160902,165596,173365,189147,193392,205837,220921,233067,239917,257313,276652,289445,295582,301839,310978,291869,298320,291533,293942,281445,274949,277683,271309]
[null,"Sri Lanka",0,0,0,0,0,0,0,0,0,0,0,900,995,1031,1079,1149,1202,1287,1385,1525,1668,1872,2066,2114,2261,2464,2652,2707,2799,2858,3150,3377,3540,3979,4387,4802,4530,5145,5683,6184,7004,6781,7087,7716,8235,9324,9500,9901,10005,9986,10801,11658,11901,12023,12461,13182,14284]
[null,"Sudan",0,0,0,0,0,0,0,0,0,0,0,495,564,610,646,690,749,802,865,964,817,841,901,933,993,1229,1338,1379,1378,1365,1515,1661,1634,1686,1858,1864,2063,2150,1966,2423,2569,2840,3093,3354,3467,3826,4521,5021,5506,6491,7499,8455,9436,10284,11376,13047,14429]
[null,"Suriname",0,0,0,0,0,0,0,0,0,0,0,0,0,0,0,0,0,0,0,0,0,0,0,0,0,0,0,0,0,0,0,0,0,0,0,0,0,0,0,0,1172,1235,1348,1329,1407,1518,1534,1555,1723,1740,1724,1951,1972,2184,2180,2258,2022]
[null,"Sweden",34936,38471,40399,40615,45342,49090,50624,53822,56210,58062,60596,66534,71653,78060,75110,80552,86392,89989,92884,95066,96316,102846,99512,108869,123268,136539,138084,145977,145641,142916,145984,146970,145936,145247,142700,148293,140627,149206,158791,154838,145231,161595,146700,135379,151673,158365,143286,148823,149894,136604,148460,150254,166436,153031,153554,161931,155891]
[null,"Switzerland",20700,21790,21416,22795,22375,25228,28361,30752,30721,29433,34776,31181,31879,36817,37102,42979,36088,45890,42250,45465,48175,51834,52508,52195,49555,55537,56541,58795,59678,53749,54992,56884,58312,60860,65420,62248,56251,61992,62304,68673,66124,71058,65465,65400,63865,57789,62136,66439,67036,66673,66052,62888,68140,68720,70102,66097,61110]
[null,"Syrian Arab Republic",0,0,0,0,0,0,0,0,0,0,0,1345,1511,1423,1686,1991,2070,2197,2871,3466,3960,4703,6043,7116,7310,7898,7942,7989,9614,10455,11611,12179,12562,12638,15182,16620,18341,19512,21159,22819,25217,26712,28013,29533,32077,34935,37283,38642,41023,43308,46413,41860,35078,25139,21223,17982,18112]
[null,"Chinese Taipei",0,0,0,0,0,0,0,0,0,0,0,15811,18212,20735,21479,23914,27961,30968,35846,39547,42607,41928,42459,48043,52173,54632,61045,67570,74781,82240,88398,97525,103735,112595,120811,129075,137662,146166,158780,165582,180552,184462,195256,205209,215051,223523,231553,239188,234846,226389,243935,249114,247399,249164,256904,254990,260842]
[null,"Tajikistan",0,0,0,0,0,0,0,0,0,0,0,0,0,0,0,0,0,0,0,0,0,0,0,0,0,0,0,0,0,0,18146,17583,16822,17741,16982,14825,15062,14005,14422,15797,14247,14382,15302,16509,16491,17090,16935,17494,16147,16117,16435,16238,16974,17115,16160,17162,17232]
[null,"Tanzania",0,0,0,0,0,0,0,0,0,0,0,491,537,582,605,633,666,687,695,768,792,824,830,849,922,1015,1146,1272,1378,1509,1628,1822,1816,1910,1781,1924,2026,1919,2150,2307,2472,2785,2826,2659,3338,3555,3448,4184,4389,4741,5274,5093,5589,5941,6219,6394,6998]
[null,"Thailand",0,0,0,0,0,0,0,0,0,0,0,5083,5975,6971,7395,8440,9826,11175,12637,13443,14426,15369,16694,18856,21024,23074,24717,28652,32464,37406,44176,50185,57098,63407,71177,80083,89842,93226,90052,90039,95977,102420,109013,116983,125727,132197,138742,143378,147426,148394,159522,155991,166642,170148,172259,177479,191321]
[null,"Togo",0,0,0,0,0,0,0,0,0,0,0,153,151,101,133,136,119,208,236,106,51,53,78,55,148,111,107,111,119,128,158,283,167,289,247,309,238,144,301,214,175,123,152,176,186,189,221,196,123,152,179,128,111,93,145,81,232]
[null,"Trinidad and Tobago",0,0,0,0,0,0,0,0,0,0,0,991,1110,1105,1152,1147,1296,1454,1557,1855,2035,2286,2696,2905,3006,3023,3291,3481,3485,3428,3577,3720,3976,3817,4069,4307,4541,4988,5169,5247,5459,5644,5644,6437,6430,7058,7190,7676,7731,7843,8485,8772,9132,9505,9895,10300,10712]
[null,"Tunisia",0,0,0,0,0,0,0,0,0,0,0,926,1057,1179,1332,1408,1594,1804,2082,2475,2924,3160,3169,3551,3880,4223,4493,4776,5202,5416,5811,6030,6489,6625,7048,7669,7927,8483,9085,9997,10596,11392,11841,11290,11940,12661,13061,13739,14363,15252,16372,16497,18061,18381,19203,19676,19808]
[null,"Turkey",2815,3011,3560,3983,4451,4953,5551,6211,6936,7838,8623,9781,11243,12425,13477,15623,18283,20565,21726,22522,23275,24673,26552,27347,30613,34219,39695,44353,48048,52044,57543,60246,67342,73808,78321,86247,94862,103296,111022,116440,124922,122725,129400,140581,150698,161956,176299,191558,198418,194812,211208,229393,239496,240154,251963,261783,274408]
[null,"Turkmenistan",0,0,0,0,0,0,0,0,0,0,0,0,0,0,0,0,0,0,0,0,0,0,0,0,0,0,0,0,0,0,14610,14900,13183,12637,10496,9800,10100,9498,9416,8860,9845,10610,10700,10800,11920,12820,13650,14880,15040,15980,16660,17220,17750,18870,20400,22534,22534]
[null,"Ukraine",0,0,0,0,0,0,0,0,0,0,0,0,0,0,0,0,0,0,0,0,0,0,0,0,0,0,0,0,0,0,298626,278467,252317,229708,202713,193821,182785,177826,172646,171944,171269,172803,173572,180208,182030,185913,193233,196251,192586,173619,188828,194948,198363,193706,181975,162108,162940]
[null,"United Arab Emirates",0,0,0,0,0,0,0,0,0,0,0,203,467,720,942,1368,1941,2955,3764,4991,6306,7216,8915,10141,11000,12000,12814,13657,14840,15612,17080,17351,18689,21730,23736,24982,26572,28400,33392,37126,39944,43172,46856,49450,52417,60698,66768,76106,86260,90573,97728,99137,102600,106222,116528,127366,129596]
[null,"United Kingdom",138748,147721,161760,174285,183098,195705,201759,207548,222617,237901,248014,255756,262767,281352,272402,270790,275279,281730,286462,298645,284071,276697,271676,275567,280396,294719,299355,301644,306694,312675,317755,321352,319346,321665,325024,332489,349313,349180,361079,365250,374375,382368,384595,395464,391278,395426,393430,392971,384830,373071,378921,365078,360913,355386,335217,336185,336440]
[null,"United States of America",799679,840228,904036,971637,1041774,1118115,1212068,1285084,1407600,1527451,1623891,1703380,1851109,1965509,1957335,2011160,2137957,2232454,2316442,2359663,2427320,2437024,2376635,2449040,2562773,2621929,2639724,2717187,2858042,3127886,3202813,3254890,3270597,3391520,3451830,3558374,3651244,3672220,3804504,3873638,4025885,3838831,4026399,4054649,4148080,4268887,4275011,4323915,4342980,4165395,4354363,4326635,4270884,4287114,4320317,4297048,4299595]
[null,"Uruguay",0,0,0,0,0,0,0,0,0,0,0,2411,2428,2551,2399,2512,2702,2911,3085,2985,4600,4883,6156,7348,7228,6607,7416,7554,6971,5723,7444,7019,8899,7978,7619,6307,6670,7148,9568,7194,7588,9250,9605,8579,5881,7682,5617,9426,8769,8867,10995,10344,10597,11283,12494,13108,13238]
[null,"Uzbekistan",0,0,0,0,0,0,0,0,0,0,0,0,0,0,0,0,0,0,0,0,0,0,0,0,0,0,0,0,0,0,56325,54165,50911,49149,47800,47453,45419,46054,45900,45372,46864,47961,49310,49400,50000,49200,50920,48950,49400,49950,51700,52400,52500,54200,55400,57280,58319]
[null,"Venezuela",0,0,0,0,0,0,0,0,0,0,0,13589,15029,16445,17825,18905,20533,22865,25484,30914,35803,38750,39368,43297,45140,47290,50112,54132,58245,57620,59321,63337,67440,69382,71221,73446,75588,78065,80902,80623,85271,90119,91852,91944,98552,105384,110422,114214,119297,119580,113765,117961,121653,123160,126143,122721,112577]
[null,"Vietnam",0,0,0,0,0,0,0,0,0,0,0,2300,2200,2350,2070,2428,2957,3473,3600,3600,3559,3694,3936,3986,4778,5069,5527,6051,6785,7784,8681,9210,9705,10662,12288,14648,16944,19132,21688,23559,26561,30608,35796,40925,46209,53656,60493,67008,73396,83175,94903,104072,117592,120578,138367,156408,164832]
[null,"Yemen",0,0,0,0,0,0,0,0,0,0,0,209,215,206,240,257,301,317,360,394,503,577,695,752,856,895,1117,1165,1318,1345,1663,1970,2156,2350,2160,2422,2457,2853,2912,3136,3433,3671,3798,4123,4365,4768,5387,6029,6548,6752,7757,6207,7077,8510,7756,6017,5045]
[null,"Zambia",0,0,0,0,0,0,0,0,0,0,0,1216,3368,3368,6136,6362,7233,8912,8092,9002,9300,10071,10466,10047,9747,10070,9790,8111,8340,6532,8013,9047,6577,8198,8140,7924,7165,7941,7603,7764,7798,7943,8153,8309,8508,8936,9682,9643,9534,9893,10448,11498,12368,13300,14452,13441,11695]
[null,"Zimbabwe",0,0,0,0,0,0,0,0,0,0,0,3602,4331,5172,5444,6082,6492,6491,6253,6694,4541,4280,4062,4164,4120,4784,5204,6345,8121,8569,9362,8924,8237,7468,7535,7811,7323,7298,6583,7091,6995,7906,8587,8799,9719,9374,7974,7609,7625,7291,8665,9213,9200,9567,10023,9706,7055,"IEA_TotGen_data"]

{"sheet":"DataValidation","index":12,"n_rows":381,"n_cols":39,"rows_kept":381,"cut":false,"hidden":false,"merged":[]}
[]
[null,"Data validation"]
[]
[null,"CTI tools"]
[null,"Version: 02.04.2018. Model Methodology: Monteith, S., Plechaty, D., Cronin, C. and Menon, S., “Carbon Transparency Initiative: Model methodology for all sectors.” November 2016. ClimateWorks Foundation, San Francisco, CA. Available at climateworkstracker.org."]
[null,"Share VRE (solar & wind)"]
[]
["CTItools_countries",null,2005,2010,2011,2012,2013,2014,2015,2016,2017,2018,2019,2020,2021,2022,2023,2024,2025,2026,2027,2028,2029,2030,"CTItools_year"]
[null,"China",8.4464492319210216E-4,1.0770240571256922E-2,1.5466263252404492E-2,2.2266372385908038E-2,2.7241737115711574E-2,3.1988987797735582E-2,3.9129260500907814E-2,5.0555887657199094E-2,6.2008060128348662E-2,7.1435809093748956E-2,8.149277407783001E-2,8.6006583519143046E-2,8.9916522377544786E-2,9.4991406394362751E-2,0.10038750365970303,0.10607603737547279,0.1124327226443792,0.11746790650788175,0.12174380322353126,0.12923631673239785,0.14244416338220434,0.15921040669795808]
[null,"United States of America",4.560194301352483E-3,2.3787859628602991E-2,3.0585126821295546E-2,3.7069118496414304E-2,4.5298422703160465E-2,5.1259276887790882E-2,5.6349877526778572E-2,6.9305702638261968E-2,7.7530510197495142E-2,8.5876444075192945E-2,9.7854682370910287E-2,0.1238138743585345,0.14306739641455207,0.1571333417626502,0.16649074640165887,0.17554346014404593,0.18517972141216141,0.19328673107168776,0.20120737994958121,0.20941375198419068,0.21786179540778963,0.22908432005343354]
[null,"Mexico",3.9058651077089714E-5,4.2267670532824004E-3,9.3058383065428851E-3,1.3507719894452373E-2,1.783388543649677E-2,2.1853914816321058E-2,2.8902638136290112E-2,3.4165801347292912E-2,4.4363837913194398E-2,9.0598976116841784E-2,0.12301788812177322,0.13477337070857781,0.13346986561630955,0.13273409680505971,0.13227458100515929,0.14969883308984533,0.17050698322116711,0.19632420754451954,0.22956497028654893,0.26756590112755729,0.31172786655822737,0.36393550996074775,"CTItools_data"]
[]
[]
[null,"WEO 2018 CPS",null,null,null,null,null,null,"Plataforma Escenarios Energeticos Argentina 2015"]
[null,"© 2018 OECD/IEA",null,null,null,null,null,null,"http://www.escenariosenergeticos.org/fotos/EEA-2035_digital.pdf"]
[null,"Share VRE (solar & wind)",null,null,null,null,null,null,"Share VRE (solar & wind)"]
[null,null,null,null,null,null,null,null,"BAU"]
["WEO2018_countries",null,2025,2030,2035,2040,"WEO2018_years",null,null,2014,2035]
[null,"Argentina","NA","NA","NA","NA",null,null,"Wind",578,9981]
[null,"Australia","NA","NA","NA","NA",null,null,"Solar",18,566]
[null,"Brazil",0.10664819944598337,0.12242424242424242,0.1276595744680851,0.13857677902621723,null,null,"Total",129946,295394]
[null,"Canada","NA","NA","NA","NA",null,null,"VRE share (%)",{"$f":"(J19+J20)/J21","v":4.5865205546919488E-3},{"$f":"(K19+K20)/K21","v":3.5704855210329255E-2}]
[null,"China",0.12284983728498373,0.1357295591080338,0.14728255888552835,0.1594715139274594]
[null,"France","NA","NA","NA","NA"]
[null,"Germany","NA","NA","NA","NA"]
[null,"India",0.130859375,0.16972477064220184,0.1998016856717898,0.23159414312229326]
[null,"Indonesia","NA","NA","NA","NA"]
[null,"Italy","NA","NA","NA","NA"]
[null,"Japan",7.9889807162534437E-2,8.4086799276672688E-2,8.9777777777777776E-2,9.5614035087719304E-2]
[null,"South Korea","NA","NA","NA","NA"]
[null,"Mexico","NA","NA","NA","NA"]
[null,"Russian Federation",4.180602006688963E-3,5.5161544523246652E-3,5.9127864005912786E-3,9.688581314878892E-3]
[null,"Saudi Arabia","NA","NA","NA","NA"]
[null,"South Africa","NA","NA","NA","NA"]
[null,"Turkey","NA","NA","NA","NA"]
[null,"United Kingdom","NA","NA","NA","NA"]
[null,"United States of America",0.13600540418824589,0.15236427320490367,0.16942675159235668,0.18948881133237527,"WEO2018_data"]
[]
[null,"IRENA Remap",null,null,null,null,"IEA Renewables 2017"]
[null,"http://resourceirena.irena.org/gateway/dashboard/?topic=15&subTopic=39",null,null,null,null,"https://www.iea.org/publications/renewables2017/"]
[null,"Share VRE (solar & wind)",null,null,null,null,"Share VRE (solar & wind)"]
[]
[null,null,"Year","IRENA Reference Case","IRENA REmap",null,null,"Year","2017 Edition"]
[null,"Argentina",2030,0.104,0.155,null,"Argentina",2022,"NA"]
[null,"Australia",2030,0.106,0.26600000000000001,null,"Australia",2022,0.13]
[null,"Brazil",2030,0.111,0.14599999999999999,null,"Brazil",2022,0.1]
[null,"Canada",2030,6.5000000000000002E-2,0.128,null,"Canada",2022,"NA"]
[null,"China",2030,0.115,0.19,null,"China",2022,0.11]
[null,"France",2030,0.23,0.27700000000000002,null,"France",2022,"NA"]
[null,"Germany",2030,0.33200000000000002,0.45900000000000002,null,"Germany",2022,0.26]
[null,"India",2030,0.124,0.23,null,"India",2022,0.11]
[null,"Indonesia",2030,4.2000000000000003E-2,0.109,null,"Indonesia",2022,"NA"]
[null,"Italy",2030,0.185,0.25900000000000001,null,"Italy",2022,0.16]
[null,"Japan",2030,8.7999999999999995E-2,0.22,null,"Japan",2022,"NA"]
[null,"South Korea",2030,6.6000000000000003E-2,0.23699999999999999,null,"South Korea",2022,"NA"]
[null,"Mexico",2030,8.5000000000000006E-2,0.26100000000000001,null,"Mexico",2022,"NA"]
[null,"Russian Federation",2030,7.0000000000000001E-3,1.0999999999999999E-2,null,"Russian Federation",2022,"NA"]
[null,"Saudi Arabia",2030,4.8000000000000001E-2,7.3999999999999996E-2,null,"Saudi Arabia",2022,"NA"]
[null,"South Africa",2030,6.5000000000000002E-2,0.13900000000000001,null,"South Africa",2022,"NA"]
[null,"Turkey",2030,0.17699999999999999,0.184,null,"Turkey",2022,"NA"]
[null,"United Kingdom",2030,0.28199999999999997,0.56499999999999995,null,"United Kingdom",2022,0.26]
[null,"United States of America",2030,6.7000000000000004E-2,0.3,null,"United States of America",2022,0.12]
[]
[null,"Primes Ver 4 Energy Model E3M Lab (2016)"]
[null,"https://ec.europa.eu/energy/sites/ener/files/documents/AppendixRefSce.xls"]
[null,"Reference scenario(REF2016)"]
[null,null,"ELECTRICITY"]
[null,null,null,2000,2005,2010,2015,2020,2025,2030,2035,2040,2045,2050,"Primes_VRE_year"]
[null,"France","Gross Electricity generation by source (1) (GWhe)",535965,571353,563931,584204,596131,599539,608391,603936,609180,628568,647492]
[null,"France","Nuclear energy",415162,451529,428521,444338,396167,385196,385062,378941,299262,283443,246066]
[null,"France","Solids",27004,27515,23359,8820,9109,361,69,0,0,0,0]
[null,"France","Oil (including refinery gas)",7165,7925,5565,516,0,337,341,243,93,117,20]
[null,"France","Gas (including derived gases)",15365,26254,26385,25753,22326,23670,12047,10042,53975,55879,39283]
[null,"France","Biomass-waste",3559,5016,6675,10512,14131,20068,20256,20474,26253,28898,28905]
[null,"France","Hydro (pumping excluded)",67121,51658,62388,63673,66899,64123,64139,65518,69504,73566,77815]
[null,"France","Wind ",77,964,9942,21517,55129,65350,83418,83550,103668,121763,171302]
[null,"France","Solar",5,10,620,8601,31589,39234,41048,41865,51257,58298,77182]
[null,"France","Geothermal and other renewables",507,482,476,474,782,1198,2011,3303,5167,6603,6920]
[null,"France","Other fuels (hydrogen, methanol)",0,0,0,0,0,0,0,0,0,0,0]
[null,"Germany","Gross Electricity generation by source (1) (GWhe)",572313,615800,626583,645694,599220,603815,610832,611629,617686,623184,647216]
[null,"Germany","Nuclear energy",169606,163055,140556,96916,34469,0,0,0,0,0,0]
[null,"Germany","Solids",296687,288142,262896,272895,273820,267176,231939,182947,160406,114516,136854]
[null,"Germany","Oil (including refinery gas)",4785,11997,8741,1079,941,1997,3056,3357,3621,3536,552]
[null,"Germany","Gas (including derived gases)",59970,83608,100912,92808,74717,102228,108810,150110,154616,152778,124671]
[null,"Germany","Biomass-waste",10121,20849,42975,58715,33884,43429,53400,57464,67808,73975,74801]
[null,"Germany","Hydro (pumping excluded)",21732,19638,20953,22381,22505,23008,23820,25746,27375,29372,30665]
[null,"Germany","Wind ",9352,27229,37793,66153,109450,113229,128324,130057,139033,179225,195659]
[null,"Germany","Solar",60,1283,11727,34612,48465,51777,60513,60979,63857,68813,83044]
[null,"Germany","Geothermal and other renewables",0,-1,30,137,969,969,969,969,969,969,969]
[null,"Germany","Other fuels (hydrogen, methanol)",0,0,0,0,0,0,0,0,0,0,0]
[null,"Italy","Gross Electricity generation by source (1) (GWhe)",269941,296840,298773,288972,316523,313784,323149,351614,378763,399988,417853]
[null,"Italy","Nuclear energy",0,0,0,0,0,0,0,0,0,0,0]
[null,"Italy","Solids",26272,43606,39734,58856,67163,45093,44668,38751,9867,9204,0]
[null,"Italy","Oil (including refinery gas)",85878,47124,21714,8781,7791,8009,7760,5067,4492,2811,864]
[null,"Italy","Gas (including derived gases)",106398,156191,158215,110293,126166,124246,122447,136377,167626,146745,143734]
[null,"Italy","Biomass-waste",1908,6153,11586,18671,21446,24171,25556,43427,58282,61677,63655]
[null,"Italy","Hydro (pumping excluded)",44199,36067,51116,48123,47549,48994,49749,51342,52626,53324,53875]
[null,"Italy","Wind ",563,2344,9126,14628,14646,25588,32732,33761,39768,46429,62047]
[null,"Italy","Solar",17,31,1906,23409,25552,31473,34027,36679,39891,74047,87928]
[null,"Italy","Geothermal and other renewables",4706,5324,5376,6210,6210,6210,6210,6210,6210,5749,5749]
[null,"Italy","Other fuels (hydrogen, methanol)",0,0,0,0,0,0,0,0,0,0,0]
[null,"France","%VRE",{"$f":"SUM(D76+D77)/D69","v":1.5299506497625778E-4},{"$f":"SUM(E76+E77)/E69","v":1.7047254499407546E-3},1.8729241698009155E-2,5.1553909250878119E-2,0.14546802632307329,0.17444069526753056,0.20458225055926205,0.20766273247496422,0.25431727896516632,0.28646224433951456,0.3837638148425]
[null,"Germany","%VRE",{"$f":"SUM(D88+D87)/D80","v":1.644554640555081E-2},{"$f":"SUM(E88+E87)/E80","v":4.6300746995777853E-2},7.9031828185571584E-2,0.15605689382277055,0.2635342612062348,0.2732724427183823,0.30914719595568013,0.31233966996332746,0.32846786231191899,0.39801727900587947,0.43061821710217302]
[null,"Italy","%VRE",{"$f":"SUM(D99+D98)/D91","v":2.1486176608962698E-3},{"$f":"SUM(E99+E98)/E91","v":8.0009432691011996E-3},3.6924353940951823E-2,0.13162866990573482,0.12699866992288081,0.18184802284373963,0.20658891099771312,0.20033332006120347,0.21031357339550061,0.30119903597107911,0.35891808841865441,"Primes_VRE_data"]
[]
[]
[]
[null,"Projected RE share from CAT data portal"]
[null,"https://climateactiontracker.org/decarbonisation/countries/it/sector_indicators/electricity__electricity_renewable_intensity/variables/all"]
[null,"Share without non-VRE"]
[null,"Assumption: share of hydro remaind the same as in 2015"]
[]
[null,"projected_current_policy_max"]
[]
[null,null,"historical",null,null,null,null,"projected_current_policy_max"]
["CATData_max_country",null,2015,2016,2017,2018,2019,2020,2021,2022,2023,2024,2025,2026,2027,2028,2029,2030,2031,2032,2033,2034,2035,2036,2037,2038,2039,2040,2041,2042,2043,2044,2045,2046,2047,2048,2049,2050,"CATData_max_year"]
[null,{"$f":"B166","v":"Argentina"},{"$f":"IF(H166-$F166<0,0,H166-$F166)","v":3.8350476348158469E-3},{"$f":"IFERROR(C117+($H117-$C117)/($H$116-$C$116),\"\")","v":2.4035047634815843E-2},{"$f":"IFERROR(D117+($H117-$C117)/($H$116-$C$116),\"\")","v":4.4235047634815838E-2},6.4435047634815834E-2,8.463504763481583E-2,{"$f":"IF(M166-$F166<0,0,M166-$F166)","v":0.10483504763481583},{"$f":"IFERROR(H117+($M117-$H117)/($M$116-$H$116),\"\")","v":0.13043504763481584},0.15603504763481585,0.18163504763481586,0.20723504763481587,{"$f":"IF(N166-$F166<0,0,N166-$F166)","v":0.23283504763481583},{"$f":"IFERROR(M117+($R117-$M117)/($R$116-$M$116),\"\")","v":0.23883504763481583},0.24483504763481584,0.25083504763481584,0.25683504763481585,{"$f":"IF(O166-$F166<0,0,O166-$F166)","v":0.26283504763481585},{"$f":"IFERROR(R117+($AL117-$R117)/($AL$116-$R$116),\"\")","v":""},"","","","","","","","","","","","","","","","","","",{"$f":"IF(OR(P166=0,P166-$F166<0),\"\",P166-$F166)","v":""}]
[null,{"$f":"B167","v":"Australia"},6.847947925245991E-2,{"$f":"IFERROR(C118+($H118-$C118)/($H$116-$C$116),\"\")","v":8.9079479252459903E-2},0.1096794792524599,0.13027947925245989,0.15087947925245987,0.17147947925245988,0.18027947925245988,0.18907947925245988,0.19787947925245988,0.20667947925245989,0.21547947925245986,0.22167947925245987,0.22787947925245988,0.23407947925245989,0.2402794792524599,0.24647947925245989,{"$f":"IFERROR(R118+($AL118-$R118)/($AL$116-$R$116),\"\")","v":""},"","","","","","","","","","","","","","","","","","",{"$f":"IF(OR(P167=0,P167-$F167<0),\"\",P167-$F167)","v":""}]
[null,"Brazil",3.761266186654566E-2,{"$f":"IFERROR(C119+($H119-$C119)/($H$116-$C$116),\"\")","v":4.8012661866545667E-2},5.8412661866545673E-2,6.881266186654568E-2,7.9212661866545686E-2,8.9612661866545706E-2,9.7812661866545692E-2,0.10601266186654568,0.11421266186654566,0.12241266186654565,0.13061266186654563,0.13021266186654562,0.12981266186654561,0.1294126618665456,0.12901266186654559,0.12861266186654563,{"$f":"IFERROR(R119+($AL119-$R119)/($AL$116-$R$116),\"\")","v":""},"","","","","","","","","","","","","","","","","","",""]
[null,"Canada",3.8896240466442578E-2,{"$f":"IFERROR(C120+($H120-$C120)/($H$116-$C$116),\"\")","v":4.5896240466442584E-2},5.289624046644259E-2,5.9896240466442596E-2,6.6896240466442602E-2,7.3896240466442609E-2,7.9496240466442589E-2,8.5096240466442569E-2,9.0696240466442549E-2,9.6296240466442529E-2,0.10189624046644252,0.10309624046644253,0.10429624046644254,0.10549624046644254,0.10669624046644255,0.10789624046644253,{"$f":"IFERROR(R120+($AL120-$R120)/($AL$116-$R$116),\"\")","v":""},"","","","","","","","","","","","","","","","","","",""]
[null,"China",3.9246418588175486E-2,{"$f":"IFERROR(C121+($H121-$C121)/($H$116-$C$116),\"\")","v":4.3446418588175488E-2},4.764641858817549E-2,5.1846418588175493E-2,5.6046418588175495E-2,6.0246418588175504E-2,6.4446418588175514E-2,6.8646418588175523E-2,7.2846418588175532E-2,7.7046418588175541E-2,8.1246418588175523E-2,8.1246418588175523E-2,8.1246418588175523E-2,8.1246418588175523E-2,8.1246418588175523E-2,8.1246418588175523E-2,{"$f":"IFERROR(R121+($AL121-$R121)/($AL$116-$R$116),\"\")","v":""},"","","","","","","","","","","","","","","","","","",""]
[null,"France",5.1287473954924778E-2,{"$f":"IFERROR(C122+($H122-$C122)/($H$116-$C$116),\"\")","v":7.6087473954924767E-2},0.10088747395492476,0.12568747395492474,0.15048747395492473,0.17528747395492475,0.18208747395492475,0.18888747395492475,0.19568747395492475,0.20248747395492475,0.20928747395492478,0.21528747395492479,0.22128747395492479,0.2272874739549248,0.2332874739549248,0.23928747395492475,{"$f":"IFERROR(R122+($AL122-$R122)/($AL$116-$R$116),\"\")","v":0.24988747395492475},0.26048747395492478,0.27108747395492477,0.28168747395492477,0.29228747395492477,0.30288747395492477,0.31348747395492477,0.32408747395492477,0.33468747395492476,0.34528747395492476,0.35588747395492476,0.36648747395492476,0.37708747395492476,0.38768747395492476,0.39828747395492475,0.40888747395492475,0.41948747395492475,0.43008747395492475,0.44068747395492475,0.45128747395492486]
[null,"Germany",0.1836730502506369,{"$f":"IFERROR(C123+($H123-$C123)/($H$116-$C$116),\"\")","v":0.20547305025063692},0.22727305025063693,0.24907305025063695,0.27087305025063696,0.29267305025063695,0.31407305025063692,0.33547305025063689,0.35687305025063687,0.37827305025063684,0.39967305025063693,0.41347305025063691,0.42727305025063689,0.44107305025063687,0.45487305025063685,0.46867305025063688,{"$f":"IFERROR(R123+($AL123-$R123)/($AL$116-$R$116),\"\")","v":""},"","","","","","","","","","","","","","","","","","",""]
[null,"India",3.5407832338993417E-2,{"$f":"IFERROR(C124+($H124-$C124)/($H$116-$C$116),\"\")","v":4.9007832338993418E-2},6.2607832338993419E-2,7.620783233899342E-2,8.9807832338993421E-2,0.10340783233899342,0.10900783233899342,0.11460783233899341,0.1202078323389934,0.1258078323389934,0.13140783233899342,0.13440783233899342,0.13740783233899342,0.14040783233899343,0.14340783233899343,0.14640783233899343,{"$f":"IFERROR(R124+($AL124-$R124)/($AL$116-$R$116),\"\")","v":""},"","","","","","","","","","","","","","","","","","",""]
[null,"Indonesia",5.2690782275710557E-4,{"$f":"IFERROR(C125+($H125-$C125)/($H$116-$C$116),\"\")","v":4.5269078227571065E-3},8.5269078227571075E-3,1.2526907822757109E-2,1.6526907822757109E-2,2.0526907822757109E-2,4.112690782275711E-2,6.172690782275711E-2,8.2326907822757117E-2,0.10292690782275712,0.12352690782275712,0.11832690782275711,0.1131269078227571,0.10792690782275709,0.10272690782275708,9.7526907822757095E-2,{"$f":"IFERROR(R125+($AL125-$R125)/($AL$116-$R$116),\"\")","v":""},"","","","","","","","","","","","","","","","","","",""]
[null,"Italy",0.13440909639795146,{"$f":"IFERROR(C126+($H126-$C126)/($H$116-$C$116),\"\")","v":0.13000909639795144},0.12560909639795143,0.12120909639795142,0.11680909639795142,0.11240909639795144,0.12640909639795145,0.14040909639795146,0.15440909639795147,0.16840909639795149,0.18240909639795144,0.18720909639795144,0.19200909639795144,0.19680909639795144,0.20160909639795144,0.20640909639795146,{"$f":"IFERROR(R126+($AL126-$R126)/($AL$116-$R$116),\"\")","v":0.21615909639795147},0.22590909639795148,0.23565909639795149,0.2454090963979515,0.25515909639795148,0.26490909639795146,0.27465909639795144,0.28440909639795142,0.2941590963979514,0.30390909639795138,0.31365909639795136,0.32340909639795135,0.33315909639795133,0.34290909639795131,0.35265909639795129,0.36240909639795127,0.37215909639795125,0.38190909639795123,0.39165909639795121,0.40140909639795147]
[null,"Japan",5.6102962048040259E-2,{"$f":"IFERROR(C127+($H127-$C127)/($H$116-$C$116),\"\")","v":6.4102962048040266E-2},7.2102962048040273E-2,8.010296204804028E-2,8.8102962048040287E-2,9.6102962048040266E-2,0.10210296204804027,0.10810296204804028,0.11410296204804028,0.12010296204804029,0.12610296204804028,0.13210296204804028,0.13810296204804029,0.1441029620480403,0.1501029620480403,0.15610296204804025,{"$f":"IFERROR(R127+($AL127-$R127)/($AL$116-$R$116),\"\")","v":""},"","","","","","","","","","","","","","","","","","",""]
[null,"South Korea",9.2013767491671943E-3,{"$f":"IFERROR(C128+($H128-$C128)/($H$116-$C$116),\"\")","v":1.1221376749167195E-2},1.3241376749167196E-2,1.5261376749167197E-2,1.7281376749167198E-2,1.9301376749167196E-2,3.35013767491672E-2,4.7701376749167204E-2,6.1901376749167208E-2,7.6101376749167213E-2,9.0301376749167203E-2,9.0301376749167203E-2,9.0301376749167203E-2,9.0301376749167203E-2,9.0301376749167203E-2,9.0301376749167203E-2,{"$f":"IFERROR(R128+($AL128-$R128)/($AL$116-$R$116),\"\")","v":""},"","","","","","","","","","","","","","","","","","",""]
[null,"Mexico",3.013567242428046E-2,{"$f":"IFERROR(C129+($H129-$C129)/($H$116-$C$116),\"\")","v":4.393567242428046E-2},5.773567242428046E-2,7.1535672424280466E-2,8.5335672424280473E-2,9.9135672424280466E-2,0.11453567242428046,0.12993567242428047,0.14533567242428047,0.16073567242428047,0.17613567242428046,0.17893567242428046,0.18173567242428046,0.18453567242428046,0.18733567242428045,0.19013567242428048,{"$f":"IFERROR(R129+($AL129-$R129)/($AL$116-$R$116),\"\")","v":""},"","","","","","","","","","","","","","","","","","",""]
[null,"Russian Federation",8.9530443693502937E-4,{"$f":"IFERROR(C130+($H130-$C130)/($H$116-$C$116),\"\")","v":4.8953044369350277E-3},8.8953044369350261E-3,1.2895304436935024E-2,1.6895304436935023E-2,2.0895304436935019E-2,2.189530443693502E-2,2.2895304436935021E-2,2.3895304436935022E-2,2.4895304436935023E-2,2.5895304436935024E-2,2.6695304436935026E-2,2.7495304436935028E-2,2.829530443693503E-2,2.9095304436935032E-2,2.9895304436935027E-2,{"$f":"IFERROR(R130+($AL130-$R130)/($AL$116-$R$116),\"\")","v":""},"","","","","","","","","","","","","","","","","","",""]
[null,"Saudi Arabia",0,{"$f":"IFERROR(C131+($H131-$C131)/($H$116-$C$116),\"\")","v":8.0800000000000004E-3},1.6160000000000001E-2,2.4240000000000001E-2,3.2320000000000002E-2,4.0399999999999998E-2,4.4060000000000002E-2,4.7720000000000005E-2,5.1380000000000009E-2,5.5040000000000013E-2,5.8700000000000002E-2,6.1560000000000004E-2,6.4420000000000005E-2,6.7280000000000006E-2,7.0140000000000008E-2,7.2999999999999995E-2,{"$f":"IFERROR(R131+($AL131-$R131)/($AL$116-$R$116),\"\")","v":""},"","","","","","","","","","","","","","","","","","",""]
[null,"South Africa",1.8303910252253419E-2,{"$f":"IFERROR(C132+($H132-$C132)/($H$116-$C$116),\"\")","v":2.5383910252253419E-2},3.2463910252253418E-2,3.9543910252253421E-2,4.6623910252253424E-2,5.370391025225342E-2,6.0083910252253417E-2,6.6463910252253414E-2,7.284391025225341E-2,7.9223910252253407E-2,8.5603910252253418E-2,0.10202391025225341,0.1184439102522534,0.13486391025225339,0.15128391025225338,0.1677039102522534,{"$f":"IFERROR(R132+($AL132-$R132)/($AL$116-$R$116),\"\")","v":""},"","","","","","","","","","","","","","","","","","",""]
[null,"Turkey",4.5681193965994737E-2,{"$f":"IFERROR(C133+($H133-$C133)/($H$116-$C$116),\"\")","v":4.7681193965994739E-2},4.9681193965994741E-2,5.1681193965994743E-2,5.3681193965994745E-2,5.5681193965994746E-2,5.674786063266142E-2,5.7814527299328095E-2,5.8881193965994769E-2,5.9947860632661443E-2,6.1014527299328103E-2,8.7947860632661426E-2,0.11488119396599475,0.14181452729932806,0.16874786063266137,0.1956811939659947,{"$f":"IFERROR(R133+($AL133-$R133)/($AL$116-$R$116),\"\")","v":""},"","","","","","","","","","","","","","","","","","",""]
[null,"United Kingdom",0.14227844787840027,{"$f":"IFERROR(C134+($H134-$C134)/($H$116-$C$116),\"\")","v":0.16887844787840028},0.1954784478784003,0.22207844787840031,0.24867844787840032,0.27527844787840028,0.27987844787840027,0.28447844787840026,0.28907844787840026,0.29367844787840025,0.2982784478784003,0.29887844787840029,0.29947844787840028,0.30007844787840027,0.30067844787840026,0.30127844787840025,{"$f":"IFERROR(R134+($AL134-$R134)/($AL$116-$R$116),\"\")","v":""},"","","","","","","","","","","","","","","","","","",""]
[null,"United States of America",5.2919663918113091E-2,{"$f":"IFERROR(C135+($H135-$C135)/($H$116-$C$116),\"\")","v":6.4319663918113085E-2},7.5719663918113078E-2,8.7119663918113072E-2,9.8519663918113065E-2,0.10991966391811309,0.11571966391811309,0.12151966391811309,0.12731966391811309,0.13311966391811308,0.13891966391811308,0.14011966391811309,0.1413196639181131,0.1425196639181131,0.14371966391811311,0.14491966391811309,{"$f":"IFERROR(R135+($AL135-$R135)/($AL$116-$R$116),\"\")","v":0.14721966391811309},0.14951966391811308,0.15181966391811308,0.15411966391811308,0.15641966391811307,0.15871966391811307,0.16101966391811307,0.16331966391811306,0.16561966391811306,0.16791966391811305,0.17021966391811305,0.17251966391811305,0.17481966391811304,0.17711966391811304,0.17941966391811304,0.18171966391811303,0.18401966391811303,0.18631966391811303,0.18861966391811302,0.1909196639181131,"CATData_max_data"]
[]
[null,"projected_current_policy_min"]
[]
[null,null,"historical",null,null,null,null,"projected_current_policy_min"]
[null,null,2015,2016,2017,2018,2019,2020,2021,2022,2023,2024,2025,2026,2027,2028,2029,2030,2031,2032,2033,2034,2035,2036,2037,2038,2039,2040,2041,2042,2043,2044,2045,2046,2047,2048,2049,2050]
[null,{"$f":"B166","v":"Argentina"},{"$f":"IF(H166-$F166<0,0,H166-$F166)","v":3.8350476348158469E-3},{"$f":"IFERROR(C141+($H141-$C141)/($H$116-$C$116),\"\")","v":1.9635047634815838E-2},{"$f":"IFERROR(D141+($H141-$C141)/($H$116-$C$116),\"\")","v":3.5435047634815829E-2},5.1235047634815817E-2,6.7035047634815811E-2,{"$f":"IF(I166-$F166<0,0,I166-$F166)","v":8.2835047634815806E-2},{"$f":"IFERROR(H141+($M141-$H141)/($M$116-$H$116),\"\")","v":0.10283504763481581},0.12283504763481581,0.14283504763481583,0.16283504763481585,{"$f":"IF(J166-$F166<0,0,J166-$F166)","v":0.18283504763481584},{"$f":"IFERROR(M141+($R141-$M141)/($R$116-$M$116),\"\")","v":0.18883504763481584},0.19483504763481585,0.20083504763481586,0.20683504763481586,{"$f":"IF(K166-$F166<0,0,K166-$F166)","v":0.21283504763481581},{"$f":"IFERROR(R141+($AL141-$R141)/($AL$116-$R$116),\"\")","v":""},"","","","","","","","","","","","","","","","","","",{"$f":"IF(OR(L166=0,L166-$F166<0),\"\",L166-$F166)","v":""}]
[null,{"$f":"B167","v":"Australia"},6.847947925245991E-2,{"$f":"IFERROR(C142+($H142-$C142)/($H$116-$C$116),\"\")","v":8.9079479252459903E-2},0.1096794792524599,0.13027947925245989,0.15087947925245987,0.17147947925245988,0.18027947925245988,0.18907947925245988,0.19787947925245988,0.20667947925245989,0.21547947925245986,0.22167947925245987,0.22787947925245988,0.23407947925245989,0.2402794792524599,0.24647947925245989,{"$f":"IFERROR(R142+($AL142-$R142)/($AL$116-$R$116),\"\")","v":""},"","","","","","","","","","","","","","","","","","",{"$f":"IF(OR(L167=0,L167-$F167<0),\"\",L167-$F167)","v":""}]
[null,"Brazil",3.761266186654566E-2,{"$f":"IFERROR(C143+($H143-$C143)/($H$116-$C$116),\"\")","v":5.1412661866545674E-2},6.5212661866545688E-2,7.9012661866545694E-2,9.2812661866545701E-2,0.10661266186654572,0.10091266186654571,9.52126618665457E-2,8.951266186654569E-2,8.3812661866545679E-2,7.8112661866545641E-2,7.2412661866545644E-2,6.6712661866545647E-2,6.101266186654565E-2,5.5312661866545654E-2,4.9612661866545671E-2,{"$f":"IFERROR(R143+($AL143-$R143)/($AL$116-$R$116),\"\")","v":""},"","","","","","","","","","","","","","","","","","",""]
[null,"Canada",3.8896240466442578E-2,{"$f":"IFERROR(C144+($H144-$C144)/($H$116-$C$116),\"\")","v":4.5896240466442584E-2},5.289624046644259E-2,5.9896240466442596E-2,6.6896240466442602E-2,7.3896240466442609E-2,7.9496240466442589E-2,8.5096240466442569E-2,9.0696240466442549E-2,9.6296240466442529E-2,0.10189624046644252,0.10309624046644253,0.10429624046644254,0.10549624046644254,0.10669624046644255,0.10789624046644253,{"$f":"IFERROR(R144+($AL144-$R144)/($AL$116-$R$116),\"\")","v":""},"","","","","","","","","","","","","","","","","","",""]
[null,"China",3.9246418588175486E-2,{"$f":"IFERROR(C145+($H145-$C145)/($H$116-$C$116),\"\")","v":4.3446418588175488E-2},4.764641858817549E-2,5.1846418588175493E-2,5.6046418588175495E-2,6.0246418588175504E-2,6.4446418588175514E-2,6.8646418588175523E-2,7.2846418588175532E-2,7.7046418588175541E-2,8.1246418588175523E-2,8.1246418588175523E-2,8.1246418588175523E-2,8.1246418588175523E-2,8.1246418588175523E-2,8.1246418588175523E-2,{"$f":"IFERROR(R145+($AL145-$R145)/($AL$116-$R$116),\"\")","v":""},"","","","","","","","","","","","","","","","","","",""]
[null,"France",5.1287473954924778E-2,{"$f":"IFERROR(C146+($H146-$C146)/($H$116-$C$116),\"\")","v":5.9487473954924777E-2},6.7687473954924776E-2,7.5887473954924775E-2,8.4087473954924774E-2,9.2287473954924787E-2,{"$f":"J146","v":0},0,0,{"$f":"M146","v":0},0,0,0,0,0,0,{"$f":"IFERROR(R146+($AL146-$R146)/($AL$116-$R$116),\"\")","v":""},"","","","","","","","","","","","","","","","","","",""]
[null,"Germany",0.1836730502506369,{"$f":"IFERROR(C147+($H147-$C147)/($H$116-$C$116),\"\")","v":0.20547305025063692},0.22727305025063693,0.24907305025063695,0.27087305025063696,0.29267305025063695,0.31407305025063692,0.33547305025063689,0.35687305025063687,0.37827305025063684,0.39967305025063693,0.41347305025063691,0.42727305025063689,0.44107305025063687,0.45487305025063685,0.46867305025063688,{"$f":"IFERROR(R147+($AL147-$R147)/($AL$116-$R$116),\"\")","v":""},"","","","","","","","","","","","","","","","","","",""]
[null,"India",3.5407832338993417E-2,{"$f":"IFERROR(C148+($H148-$C148)/($H$116-$C$116),\"\")","v":4.9007832338993418E-2},6.2607832338993419E-2,7.620783233899342E-2,8.9807832338993421E-2,0.10340783233899342,0.10120783233899341,9.9007832338993407E-2,9.6807832338993399E-2,9.4607832338993392E-2,9.2407832338993412E-2,9.1207832338993405E-2,9.0007832338993399E-2,8.8807832338993392E-2,8.7607832338993386E-2,8.6407832338993407E-2,{"$f":"IFERROR(R148+($AL148-$R148)/($AL$116-$R$116),\"\")","v":""},"","","","","","","","","","","","","","","","","","",""]
[null,"Indonesia",5.2690782275710557E-4,{"$f":"IFERROR(C149+($H149-$C149)/($H$116-$C$116),\"\")","v":1.2926907822757109E-2},2.5326907822757112E-2,3.7726907822757116E-2,5.0126907822757118E-2,6.2526907822757119E-2,6.3326907822757114E-2,6.4126907822757109E-2,6.4926907822757104E-2,6.57269078227571E-2,6.6526907822757095E-2,6.732690782275709E-2,6.8126907822757085E-2,6.892690782275708E-2,6.9726907822757075E-2,7.0526907822757098E-2,{"$f":"IFERROR(R149+($AL149-$R149)/($AL$116-$R$116),\"\")","v":""},"","","","","","","","","","","","","","","","","","",""]
[null,"Italy",0.13440909639795146,{"$f":"IFERROR(C150+($H150-$C150)/($H$116-$C$116),\"\")","v":0.13980909639795144},0.14520909639795143,0.15060909639795142,0.15600909639795141,0.16140909639795142,0.16180909639795144,0.16220909639795145,0.16260909639795146,0.16300909639795147,0.16340909639795143,0.16380909639795144,0.16420909639795145,0.16460909639795146,0.16500909639795147,0.16540909639795143,{"$f":"IFERROR(R150+($AL150-$R150)/($AL$116-$R$116),\"\")","v":""},"","","","","","","","","","","","","","","","","","",""]
[null,"Japan",5.6102962048040259E-2,{"$f":"IFERROR(C151+($H151-$C151)/($H$116-$C$116),\"\")","v":6.2302962048040256E-2},6.8502962048040253E-2,7.470296204804025E-2,8.0902962048040247E-2,8.7102962048040258E-2,9.0302962048040253E-2,9.3502962048040247E-2,9.6702962048040242E-2,9.9902962048040236E-2,0.10310296204804024,0.10630296204804025,0.10950296204804026,0.11270296204804027,0.11590296204804028,0.11910296204804026,{"$f":"IFERROR(R151+($AL151-$R151)/($AL$116-$R$116),\"\")","v":""},"","","","","","","","","","","","","","","","","","",""]
[null,"South Korea",9.2013767491671943E-3,{"$f":"IFERROR(C152+($H152-$C152)/($H$116-$C$116),\"\")","v":1.1221376749167195E-2},1.3241376749167196E-2,1.5261376749167197E-2,1.7281376749167198E-2,1.9301376749167196E-2,2.1161376749167196E-2,2.3021376749167197E-2,2.4881376749167197E-2,2.6741376749167198E-2,2.8601376749167195E-2,3.0301376749167195E-2,3.2001376749167192E-2,3.3701376749167192E-2,3.5401376749167192E-2,3.7101376749167192E-2,{"$f":"IFERROR(R152+($AL152-$R152)/($AL$116-$R$116),\"\")","v":""},"","","","","","","","","","","","","","","","","","",""]
[null,"Mexico",3.013567242428046E-2,{"$f":"IFERROR(C153+($H153-$C153)/($H$116-$C$116),\"\")","v":4.393567242428046E-2},5.773567242428046E-2,7.1535672424280466E-2,8.5335672424280473E-2,9.9135672424280466E-2,0.11453567242428046,0.12993567242428047,0.14533567242428047,0.16073567242428047,0.17613567242428046,0.17893567242428046,0.18173567242428046,0.18453567242428046,0.18733567242428045,0.19013567242428048,{"$f":"IFERROR(R153+($AL153-$R153)/($AL$116-$R$116),\"\")","v":""},"","","","","","","","","","","","","","","","","","",""]
[null,"Russian Federation",8.9530443693502937E-4,{"$f":"IFERROR(C154+($H154-$C154)/($H$116-$C$116),\"\")","v":4.8953044369350277E-3},8.8953044369350261E-3,1.2895304436935024E-2,1.6895304436935023E-2,2.0895304436935019E-2,2.189530443693502E-2,2.2895304436935021E-2,2.3895304436935022E-2,2.4895304436935023E-2,2.5895304436935024E-2,2.6695304436935026E-2,2.7495304436935028E-2,2.829530443693503E-2,2.9095304436935032E-2,2.9895304436935027E-2,{"$f":"IFERROR(R154+($AL154-$R154)/($AL$116-$R$116),\"\")","v":""},"","","","","","","","","","","","","","","","","","",""]
[null,"Saudi Arabia",0,{"$f":"IFERROR(C155+($H155-$C155)/($H$116-$C$116),\"\")","v":8.0800000000000004E-3},1.6160000000000001E-2,2.4240000000000001E-2,3.2320000000000002E-2,4.0399999999999998E-2,4.224E-2,4.4080000000000001E-2,4.5920000000000002E-2,4.7760000000000004E-2,4.9599999999999998E-2,4.7879999999999999E-2,4.616E-2,4.444E-2,4.2720000000000001E-2,4.1000000000000002E-2,{"$f":"IFERROR(R155+($AL155-$R155)/($AL$116-$R$116),\"\")","v":""},"","","","","","","","","","","","","","","","","","",""]
[null,"South Africa",1.8303910252253419E-2,{"$f":"IFERROR(C156+($H156-$C156)/($H$116-$C$116),\"\")","v":2.5383910252253419E-2},3.2463910252253418E-2,3.9543910252253421E-2,4.6623910252253424E-2,5.370391025225342E-2,6.0083910252253417E-2,6.6463910252253414E-2,7.284391025225341E-2,7.9223910252253407E-2,8.5603910252253418E-2,0.10202391025225341,0.1184439102522534,0.13486391025225339,0.15128391025225338,0.1677039102522534,{"$f":"IFERROR(R156+($AL156-$R156)/($AL$116-$R$116),\"\")","v":""},"","","","","","","","","","","","","","","","","","",""]
[null,"Turkey",4.5681193965994737E-2,{"$f":"IFERROR(C157+($H157-$C157)/($H$116-$C$116),\"\")","v":4.6747860632661412E-2},4.7814527299328086E-2,4.888119396599476E-2,4.9947860632661434E-2,5.1014527299328094E-2,5.2081193965994768E-2,5.3147860632661442E-2,5.4214527299328116E-2,5.528119396599479E-2,5.6347860632661451E-2,7.0214527299328117E-2,8.4081193965994783E-2,9.7947860632661449E-2,0.11181452729932811,0.12568119396599475,{"$f":"IFERROR(R157+($AL157-$R157)/($AL$116-$R$116),\"\")","v":""},"","","","","","","","","","","","","","","","","","",""]
[null,"United Kingdom",0.14227844787840027,{"$f":"IFERROR(C158+($H158-$C158)/($H$116-$C$116),\"\")","v":0.16887844787840028},0.1954784478784003,0.22207844787840031,0.24867844787840032,0.27527844787840028,0.27987844787840027,0.28447844787840026,0.28907844787840026,0.29367844787840025,0.2982784478784003,0.29887844787840029,0.29947844787840028,0.30007844787840027,0.30067844787840026,0.30127844787840025,{"$f":"IFERROR(R158+($AL158-$R158)/($AL$116-$R$116),\"\")","v":""},"","","","","","","","","","","","","","","","","","",""]
[null,"United States of America",5.2919663918113091E-2,{"$f":"IFERROR(C159+($H159-$C159)/($H$116-$C$116),\"\")","v":6.4319663918113085E-2},7.5719663918113078E-2,8.7119663918113072E-2,9.8519663918113065E-2,0.10991966391811309,0.11571966391811309,0.12151966391811309,0.12731966391811309,0.13311966391811308,0.13891966391811308,0.14011966391811309,0.1413196639181131,0.1425196639181131,0.14371966391811311,0.14491966391811309,{"$f":"IFERROR(R159+($AL159-$R159)/($AL$116-$R$116),\"\")","v":0.14721966391811309},0.14951966391811308,0.15181966391811308,0.15411966391811308,0.15641966391811307,0.15871966391811307,0.16101966391811307,0.16331966391811306,0.16561966391811306,0.16791966391811305,0.17021966391811305,0.17251966391811305,0.17481966391811304,0.17711966391811304,0.17941966391811304,0.18171966391811303,0.18401966391811303,0.18631966391811303,0.18861966391811302,0.1909196639181131,"CATData_min_data"]
[]
[null,"Share including all RE"]
[]
[null,null,null,"IEA ENERGY BALANCES",null,null,null,"CAT DATA PORTAL (%RE)"]
[null,null,null,null,null,null,null,"historical","projected_current_policy_min",null,null,null,"projected_current_policy_max"]
[null,null,"current year","%RE","%VRE","Sum % non-VRE",null,2015,2020,2025,2030,2050,2020,2025,2030,2050]
[null,{"$f":"CountriesDefault","v":"Argentina"},2015,{"$f":"INDEX(HistRE_IEA_Data,MATCH(B166,HistVREShare_Country,0),MATCH(C166,HistVREShare_Year,0))","v":0.28140069123947103},{"$f":"INDEX(HistVREShare_Data,MATCH(B166,HistVREShare_Country,0),MATCH(C166,HistVREShare_Year,0))","v":4.2357388742868575E-3},{"$f":"INDEX(HistnonVREShare_Data,MATCH(B166,HistVREShare_Country,0),MATCH(C166,HistVREShare_Year,0))","v":0.27716495236518418},null,{"$f":"SUM(IF(($A$193:$A$381=$B166)*($F$193:$F$381=H$165)*($G$193:$G$381=$H$164),$H$193:$H$380))","v":0.28100000000000003},{"$f":"SUM(IF(($A$193:$A$381=$B166)*($F$193:$F$381=I$165)*($G$193:$G$381=$I$164),$H$193:$H$380))","v":0.36},{"$f":"SUM(IF(($A$193:$A$381=$B166)*($F$193:$F$381=J$165)*($G$193:$G$381=$I$164),$H$193:$H$380))","v":0.46},{"$f":"SUM(IF(($A$193:$A$381=$B166)*($F$193:$F$381=K$165)*($G$193:$G$381=$I$164),$H$193:$H$380))","v":0.49},{"$f":"SUM(IF(($A$193:$A$381=$B166)*($F$193:$F$381=L$165)*($G$193:$G$381=$I$164),$H$193:$H$380))","v":0},{"$f":"SUM(IF(($A$193:$A$381=$B166)*($F$193:$F$381=M$165)*($G$193:$G$381=$M$164),$H$193:$H$380))","v":0.38200000000000001},{"$f":"SUM(IF(($A$193:$A$381=$B166)*($F$193:$F$381=N$165)*($G$193:$G$381=$M$164),$H$193:$H$380))","v":0.51},{"$f":"SUM(IF(($A$193:$A$381=$B166)*($F$193:$F$381=O$165)*($G$193:$G$381=$M$164),$H$193:$H$380))","v":0.54},{"$f":"SUM(IF(($A$193:$A$381=$B166)*($F$193:$F$381=P$165)*($G$193:$G$381=$M$164),$H$193:$H$380))","v":0}]
[null,"Australia",2015,0.13313120944093645,6.5610688693396355E-2,6.75205207475401E-2,null,{"$f":"SUM(IF(($A$193:$A$381=$B167)*($F$193:$F$381=H$165)*($G$193:$G$381=$H$164),$H$193:$H$380))","v":0.13600000000000001},{"$f":"SUM(IF(($A$193:$A$381=$B167)*($F$193:$F$381=I$165)*($G$193:$G$381=$I$164),$H$193:$H$380))","v":0.23899999999999999},{"$f":"SUM(IF(($A$193:$A$381=$B167)*($F$193:$F$381=J$165)*($G$193:$G$381=$I$164),$H$193:$H$380))","v":0.28299999999999997},{"$f":"SUM(IF(($A$193:$A$381=$B167)*($F$193:$F$381=K$165)*($G$193:$G$381=$I$164),$H$193:$H$380))","v":0.314},{"$f":"SUM(IF(($A$193:$A$381=$B167)*($F$193:$F$381=L$165)*($G$193:$G$381=$I$164),$H$193:$H$380))","v":0},{"$f":"SUM(IF(($A$193:$A$381=$B167)*($F$193:$F$381=M$165)*($G$193:$G$381=$M$164),$H$193:$H$380))","v":0.23899999999999999},{"$f":"SUM(IF(($A$193:$A$381=$B167)*($F$193:$F$381=N$165)*($G$193:$G$381=$M$164),$H$193:$H$380))","v":0.28299999999999997},{"$f":"SUM(IF(($A$193:$A$381=$B167)*($F$193:$F$381=O$165)*($G$193:$G$381=$M$164),$H$193:$H$380))","v":0.314},{"$f":"SUM(IF(($A$193:$A$381=$B167)*($F$193:$F$381=P$165)*($G$193:$G$381=$M$164),$H$193:$H$380))","v":0}]
[null,"Brazil",2015,0.73966908048111246,3.7281742347658048E-2,0.70238733813345433,null,{"$f":"SUM(IF(($A$193:$A$381=$B168)*($F$193:$F$381=H$165)*($G$193:$G$381=$H$164),$H$193:$H$380))","v":0.74},{"$f":"SUM(IF(($A$193:$A$381=$B168)*($F$193:$F$381=I$165)*($G$193:$G$381=$I$164),$H$193:$H$380))","v":0.80900000000000005},{"$f":"AVERAGE(I168,K168)","v":0.78049999999999997},{"$f":"SUM(IF(($A$193:$A$381=$B168)*($F$193:$F$381=K$165)*($G$193:$G$381=$I$164),$H$193:$H$380))","v":0.752},{"$f":"SUM(IF(($A$193:$A$381=$B168)*($F$193:$F$381=L$165)*($G$193:$G$381=$I$164),$H$193:$H$380))","v":0.66100000000000003},{"$f":"SUM(IF(($A$193:$A$381=$B168)*($F$193:$F$381=M$165)*($G$193:$G$381=$M$164),$H$193:$H$380))","v":0.79200000000000004},{"$f":"SUM(IF(($A$193:$A$381=$B168)*($F$193:$F$381=N$165)*($G$193:$G$381=$M$164),$H$193:$H$380))","v":0.83299999999999996},{"$f":"SUM(IF(($A$193:$A$381=$B168)*($F$193:$F$381=O$165)*($G$193:$G$381=$M$164),$H$193:$H$380))","v":0.83099999999999996},{"$f":"SUM(IF(($A$193:$A$381=$B168)*($F$193:$F$381=P$165)*($G$193:$G$381=$M$164),$H$193:$H$380))","v":0}]
[null,"Canada",2015,0.63502511095975511,4.3921351426197727E-2,0.59110375953355743,null,{"$f":"SUM(IF(($A$193:$A$381=$B169)*($F$193:$F$381=H$165)*($G$193:$G$381=$H$164),$H$193:$H$380))","v":0.63},{"$f":"SUM(IF(($A$193:$A$381=$B169)*($F$193:$F$381=I$165)*($G$193:$G$381=$I$164),$H$193:$H$380))","v":0.66500000000000004},{"$f":"SUM(IF(($A$193:$A$381=$B169)*($F$193:$F$381=J$165)*($G$193:$G$381=$I$164),$H$193:$H$380))","v":0.69299999999999995},{"$f":"SUM(IF(($A$193:$A$381=$B169)*($F$193:$F$381=K$165)*($G$193:$G$381=$I$164),$H$193:$H$380))","v":0.69899999999999995},{"$f":"SUM(IF(($A$193:$A$381=$B169)*($F$193:$F$381=L$165)*($G$193:$G$381=$I$164),$H$193:$H$380))","v":0},{"$f":"SUM(IF(($A$193:$A$381=$B169)*($F$193:$F$381=M$165)*($G$193:$G$381=$M$164),$H$193:$H$380))","v":0.66500000000000004},{"$f":"SUM(IF(($A$193:$A$381=$B169)*($F$193:$F$381=N$165)*($G$193:$G$381=$M$164),$H$193:$H$380))","v":0.69299999999999995},{"$f":"SUM(IF(($A$193:$A$381=$B169)*($F$193:$F$381=O$165)*($G$193:$G$381=$M$164),$H$193:$H$380))","v":0.69899999999999995},{"$f":"SUM(IF(($A$193:$A$381=$B169)*($F$193:$F$381=P$165)*($G$193:$G$381=$M$164),$H$193:$H$380))","v":0}]
[null,"China",2015,0.23921050222332882,3.9456920811504329E-2,0.1997535814118245,null,{"$f":"SUM(IF(($A$193:$A$381=$B170)*($F$193:$F$381=H$165)*($G$193:$G$381=$H$164),$H$193:$H$380))","v":0.23899999999999999},{"$f":"AVERAGE(H170,J170)","v":0.26},{"$f":"SUM(IF(($A$193:$A$381=$B170)*($F$193:$F$381=J$165)*($G$193:$G$381=$I$164),$H$193:$H$380))","v":0.28100000000000003},{"$f":"SUM(IF(($A$193:$A$381=$B170)*($F$193:$F$381=K$165)*($G$193:$G$381=$I$164),$H$193:$H$380))","v":0.28100000000000003},{"$f":"SUM(IF(($A$193:$A$381=$B170)*($F$193:$F$381=L$165)*($G$193:$G$381=$I$164),$H$193:$H$380))","v":0},{"$f":"AVERAGE(H170,N170)","v":0.26},{"$f":"SUM(IF(($A$193:$A$381=$B170)*($F$193:$F$381=N$165)*($G$193:$G$381=$M$164),$H$193:$H$380))","v":0.28100000000000003},{"$f":"SUM(IF(($A$193:$A$381=$B170)*($F$193:$F$381=O$165)*($G$193:$G$381=$M$164),$H$193:$H$380))","v":0.28100000000000003},{"$f":"SUM(IF(($A$193:$A$381=$B170)*($F$193:$F$381=P$165)*($G$193:$G$381=$M$164),$H$193:$H$380))","v":0}]
[null,"France",2015,0.15814180548529624,5.0429279440221027E-2,0.10771252604507522,null,{"$f":"SUM(IF(($A$193:$A$381=$B171)*($F$193:$F$381=H$165)*($G$193:$G$381=$H$164),$H$193:$H$380))","v":0.159},{"$f":"SUM(IF(($A$193:$A$381=$B171)*($F$193:$F$381=I$165)*($G$193:$G$381=$I$164),$H$193:$H$380))","v":0.2},{"$f":"SUM(IF(($A$193:$A$381=$B171)*($F$193:$F$381=J$165)*($G$193:$G$381=$I$164),$H$193:$H$380))","v":0},{"$f":"SUM(IF(($A$193:$A$381=$B171)*($F$193:$F$381=K$165)*($G$193:$G$381=$I$164),$H$193:$H$380))","v":0},{"$f":"SUM(IF(($A$193:$A$381=$B171)*($F$193:$F$381=L$165)*($G$193:$G$381=$I$164),$H$193:$H$380))","v":0},{"$f":"SUM(IF(($A$193:$A$381=$B171)*($F$193:$F$381=M$165)*($G$193:$G$381=$M$164),$H$193:$H$380))","v":0.28299999999999997},{"$f":"SUM(IF(($A$193:$A$381=$B171)*($F$193:$F$381=N$165)*($G$193:$G$381=$M$164),$H$193:$H$380))","v":0.317},{"$f":"SUM(IF(($A$193:$A$381=$B171)*($F$193:$F$381=O$165)*($G$193:$G$381=$M$164),$H$193:$H$380))","v":0.34699999999999998},{"$f":"SUM(IF(($A$193:$A$381=$B171)*($F$193:$F$381=P$165)*($G$193:$G$381=$M$164),$H$193:$H$380))","v":0.55900000000000005}]
[null,"Germany",2015,0.29231770122330791,0.18399075147394484,0.10832694974936308,null,{"$f":"SUM(IF(($A$193:$A$381=$B172)*($F$193:$F$381=H$165)*($G$193:$G$381=$H$164),$H$193:$H$380))","v":0.29199999999999998},{"$f":"SUM(IF(($A$193:$A$381=$B172)*($F$193:$F$381=I$165)*($G$193:$G$381=$I$164),$H$193:$H$380))","v":0.40100000000000002},{"$f":"SUM(IF(($A$193:$A$381=$B172)*($F$193:$F$381=J$165)*($G$193:$G$381=$I$164),$H$193:$H$380))","v":0.50800000000000001},{"$f":"SUM(IF(($A$193:$A$381=$B172)*($F$193:$F$381=K$165)*($G$193:$G$381=$I$164),$H$193:$H$380))","v":0.57699999999999996},{"$f":"SUM(IF(($A$193:$A$381=$B172)*($F$193:$F$381=L$165)*($G$193:$G$381=$I$164),$H$193:$H$380))","v":0},{"$f":"SUM(IF(($A$193:$A$381=$B172)*($F$193:$F$381=M$165)*($G$193:$G$381=$M$164),$H$193:$H$380))","v":0.40100000000000002},{"$f":"SUM(IF(($A$193:$A$381=$B172)*($F$193:$F$381=N$165)*($G$193:$G$381=$M$164),$H$193:$H$380))","v":0.50800000000000001},{"$f":"SUM(IF(($A$193:$A$381=$B172)*($F$193:$F$381=O$165)*($G$193:$G$381=$M$164),$H$193:$H$380))","v":0.57699999999999996},{"$f":"SUM(IF(($A$193:$A$381=$B172)*($F$193:$F$381=P$165)*($G$193:$G$381=$M$164),$H$193:$H$380))","v":0}]
[null,"India",2015,0.15557449536338935,3.7982327702382773E-2,0.11759216766100658,null,{"$f":"SUM(IF(($A$193:$A$381=$B173)*($F$193:$F$381=H$165)*($G$193:$G$381=$H$164),$H$193:$H$380))","v":0.153},{"$f":"SUM(IF(($A$193:$A$381=$B173)*($F$193:$F$381=I$165)*($G$193:$G$381=$I$164),$H$193:$H$380))","v":0.221},{"$f":"SUM(IF(($A$193:$A$381=$B173)*($F$193:$F$381=J$165)*($G$193:$G$381=$I$164),$H$193:$H$380))","v":0.21},{"$f":"SUM(IF(($A$193:$A$381=$B173)*($F$193:$F$381=K$165)*($G$193:$G$381=$I$164),$H$193:$H$380))","v":0.20399999999999999},{"$f":"SUM(IF(($A$193:$A$381=$B173)*($F$193:$F$381=L$165)*($G$193:$G$381=$I$164),$H$193:$H$380))","v":0},{"$f":"SUM(IF(($A$193:$A$381=$B173)*($F$193:$F$381=M$165)*($G$193:$G$381=$M$164),$H$193:$H$380))","v":0.221},{"$f":"SUM(IF(($A$193:$A$381=$B173)*($F$193:$F$381=N$165)*($G$193:$G$381=$M$164),$H$193:$H$380))","v":0.249},{"$f":"SUM(IF(($A$193:$A$381=$B173)*($F$193:$F$381=O$165)*($G$193:$G$381=$M$164),$H$193:$H$380))","v":0.26400000000000001},{"$f":"SUM(IF(($A$193:$A$381=$B173)*($F$193:$F$381=P$165)*($G$193:$G$381=$M$164),$H$193:$H$380))","v":0}]
[null,"Indonesia",2015,0.10651155634573305,3.8464168490153175E-5,0.10647309217724289,null,{"$f":"SUM(IF(($A$193:$A$381=$B174)*($F$193:$F$381=H$165)*($G$193:$G$381=$H$164),$H$193:$H$380))","v":0.107},{"$f":"SUM(IF(($A$193:$A$381=$B174)*($F$193:$F$381=I$165)*($G$193:$G$381=$I$164),$H$193:$H$380))","v":0.16900000000000001},{"$f":"SUM(IF(($A$193:$A$381=$B174)*($F$193:$F$381=J$165)*($G$193:$G$381=$I$164),$H$193:$H$380))","v":0.17299999999999999},{"$f":"SUM(IF(($A$193:$A$381=$B174)*($F$193:$F$381=K$165)*($G$193:$G$381=$I$164),$H$193:$H$380))","v":0.17699999999999999},{"$f":"SUM(IF(($A$193:$A$381=$B174)*($F$193:$F$381=L$165)*($G$193:$G$381=$I$164),$H$193:$H$380))","v":0},{"$f":"SUM(IF(($A$193:$A$381=$B174)*($F$193:$F$381=M$165)*($G$193:$G$381=$M$164),$H$193:$H$380))","v":0.127},{"$f":"SUM(IF(($A$193:$A$381=$B174)*($F$193:$F$381=N$165)*($G$193:$G$381=$M$164),$H$193:$H$380))","v":0.23},{"$f":"SUM(IF(($A$193:$A$381=$B174)*($F$193:$F$381=O$165)*($G$193:$G$381=$M$164),$H$193:$H$380))","v":0.20399999999999999},{"$f":"SUM(IF(($A$193:$A$381=$B174)*($F$193:$F$381=P$165)*($G$193:$G$381=$M$164),$H$193:$H$380))","v":0}]
[null,"Italy",2015,0.38679225179534171,0.13420134819329313,0.25259090360204856,null,{"$f":"SUM(IF(($A$193:$A$381=$B175)*($F$193:$F$381=H$165)*($G$193:$G$381=$H$164),$H$193:$H$380))","v":0.38700000000000001},{"$f":"SUM(IF(($A$193:$A$381=$B175)*($F$193:$F$381=I$165)*($G$193:$G$381=$I$164),$H$193:$H$380))","v":0.41399999999999998},{"$f":"AVERAGE(I175,K175)","v":0.41599999999999998},{"$f":"SUM(IF(($A$193:$A$381=$B175)*($F$193:$F$381=K$165)*($G$193:$G$381=$I$164),$H$193:$H$380))","v":0.41799999999999998},{"$f":"SUM(IF(($A$193:$A$381=$B175)*($F$193:$F$381=L$165)*($G$193:$G$381=$I$164),$H$193:$H$380))","v":0},{"$f":"SUM(IF(($A$193:$A$381=$B175)*($F$193:$F$381=M$165)*($G$193:$G$381=$M$164),$H$193:$H$380))","v":0.36499999999999999},{"$f":"SUM(IF(($A$193:$A$381=$B175)*($F$193:$F$381=N$165)*($G$193:$G$381=$M$164),$H$193:$H$380))","v":0.435},{"$f":"SUM(IF(($A$193:$A$381=$B175)*($F$193:$F$381=O$165)*($G$193:$G$381=$M$164),$H$193:$H$380))","v":0.45900000000000002},{"$f":"SUM(IF(($A$193:$A$381=$B175)*($F$193:$F$381=P$165)*($G$193:$G$381=$M$164),$H$193:$H$380))","v":0.65400000000000003}]
[null,"Japan",2015,0.14262288164849748,3.8725843696537754E-2,0.10389703795195974,null,{"$f":"SUM(IF(($A$193:$A$381=$B176)*($F$193:$F$381=H$165)*($G$193:$G$381=$H$164),$H$193:$H$380))","v":0.16},{"$f":"SUM(IF(($A$193:$A$381=$B176)*($F$193:$F$381=I$165)*($G$193:$G$381=$I$164),$H$193:$H$380))","v":0.191},{"$f":"SUM(IF(($A$193:$A$381=$B176)*($F$193:$F$381=J$165)*($G$193:$G$381=$I$164),$H$193:$H$380))","v":0.20699999999999999},{"$f":"SUM(IF(($A$193:$A$381=$B176)*($F$193:$F$381=K$165)*($G$193:$G$381=$I$164),$H$193:$H$380))","v":0.223},{"$f":"SUM(IF(($A$193:$A$381=$B176)*($F$193:$F$381=L$165)*($G$193:$G$381=$I$164),$H$193:$H$380))","v":0},{"$f":"SUM(IF(($A$193:$A$381=$B176)*($F$193:$F$381=M$165)*($G$193:$G$381=$M$164),$H$193:$H$380))","v":0.2},{"$f":"SUM(IF(($A$193:$A$381=$B176)*($F$193:$F$381=N$165)*($G$193:$G$381=$M$164),$H$193:$H$380))","v":0.23},{"$f":"SUM(IF(($A$193:$A$381=$B176)*($F$193:$F$381=O$165)*($G$193:$G$381=$M$164),$H$193:$H$380))","v":0.26},{"$f":"SUM(IF(($A$193:$A$381=$B176)*($F$193:$F$381=P$165)*($G$193:$G$381=$M$164),$H$193:$H$380))","v":0}]
[null,"South Korea",2015,1.9382675800068118E-2,9.684052549235312E-3,9.6986232508328059E-3,null,{"$f":"SUM(IF(($A$193:$A$381=$B177)*($F$193:$F$381=H$165)*($G$193:$G$381=$H$164),$H$193:$H$380))","v":1.89E-2},{"$f":"SUM(IF(($A$193:$A$381=$B177)*($F$193:$F$381=I$165)*($G$193:$G$381=$I$164),$H$193:$H$380))","v":2.9000000000000001E-2},{"$f":"SUM(IF(($A$193:$A$381=$B177)*($F$193:$F$381=J$165)*($G$193:$G$381=$I$164),$H$193:$H$380))","v":3.8300000000000001E-2},{"$f":"SUM(IF(($A$193:$A$381=$B177)*($F$193:$F$381=K$165)*($G$193:$G$381=$I$164),$H$193:$H$380))","v":4.6800000000000001E-2},{"$f":"SUM(IF(($A$193:$A$381=$B177)*($F$193:$F$381=L$165)*($G$193:$G$381=$I$164),$H$193:$H$380))","v":0},{"$f":"SUM(IF(($A$193:$A$381=$B177)*($F$193:$F$381=M$165)*($G$193:$G$381=$M$164),$H$193:$H$380))","v":2.9000000000000001E-2},{"$f":"SUM(IF(($A$193:$A$381=$B177)*($F$193:$F$381=N$165)*($G$193:$G$381=$M$164),$H$193:$H$380))","v":0.1},{"$f":"SUM(IF(($A$193:$A$381=$B177)*($F$193:$F$381=O$165)*($G$193:$G$381=$M$164),$H$193:$H$380))","v":0.1},{"$f":"SUM(IF(($A$193:$A$381=$B177)*($F$193:$F$381=P$165)*($G$193:$G$381=$M$164),$H$193:$H$380))","v":0}]
[null,"Mexico",2015,0.15280044026918213,2.8936112693462582E-2,0.12386432757571954,null,{"$f":"SUM(IF(($A$193:$A$381=$B178)*($F$193:$F$381=H$165)*($G$193:$G$381=$H$164),$H$193:$H$380))","v":0.154},{"$f":"SUM(IF(($A$193:$A$381=$B178)*($F$193:$F$381=I$165)*($G$193:$G$381=$I$164),$H$193:$H$380))","v":0.223},{"$f":"SUM(IF(($A$193:$A$381=$B178)*($F$193:$F$381=J$165)*($G$193:$G$381=$I$164),$H$193:$H$380))","v":0.3},{"$f":"SUM(IF(($A$193:$A$381=$B178)*($F$193:$F$381=K$165)*($G$193:$G$381=$I$164),$H$193:$H$380))","v":0.314},{"$f":"SUM(IF(($A$193:$A$381=$B178)*($F$193:$F$381=L$165)*($G$193:$G$381=$I$164),$H$193:$H$380))","v":0},{"$f":"SUM(IF(($A$193:$A$381=$B178)*($F$193:$F$381=M$165)*($G$193:$G$381=$M$164),$H$193:$H$380))","v":0.223},{"$f":"SUM(IF(($A$193:$A$381=$B178)*($F$193:$F$381=N$165)*($G$193:$G$381=$M$164),$H$193:$H$380))","v":0.3},{"$f":"SUM(IF(($A$193:$A$381=$B178)*($F$193:$F$381=O$165)*($G$193:$G$381=$M$164),$H$193:$H$380))","v":0.314},{"$f":"SUM(IF(($A$193:$A$381=$B178)*($F$193:$F$381=P$165)*($G$193:$G$381=$M$164),$H$193:$H$380))","v":0}]
[null,"Russian Federation",2015,0.1585579515457155,4.532559826505246E-4,0.15810469556306497,null,{"$f":"SUM(IF(($A$193:$A$381=$B179)*($F$193:$F$381=H$165)*($G$193:$G$381=$H$164),$H$193:$H$380))","v":0.159},{"$f":"SUM(IF(($A$193:$A$381=$B179)*($F$193:$F$381=I$165)*($G$193:$G$381=$I$164),$H$193:$H$380))","v":0.17899999999999999},{"$f":"SUM(IF(($A$193:$A$381=$B179)*($F$193:$F$381=J$165)*($G$193:$G$381=$I$164),$H$193:$H$380))","v":0.184},{"$f":"SUM(IF(($A$193:$A$381=$B179)*($F$193:$F$381=K$165)*($G$193:$G$381=$I$164),$H$193:$H$380))","v":0.188},{"$f":"SUM(IF(($A$193:$A$381=$B179)*($F$193:$F$381=L$165)*($G$193:$G$381=$I$164),$H$193:$H$380))","v":0},{"$f":"SUM(IF(($A$193:$A$381=$B179)*($F$193:$F$381=M$165)*($G$193:$G$381=$M$164),$H$193:$H$380))","v":0.17899999999999999},{"$f":"SUM(IF(($A$193:$A$381=$B179)*($F$193:$F$381=N$165)*($G$193:$G$381=$M$164),$H$193:$H$380))","v":0.184},{"$f":"SUM(IF(($A$193:$A$381=$B179)*($F$193:$F$381=O$165)*($G$193:$G$381=$M$164),$H$193:$H$380))","v":0.188},{"$f":"SUM(IF(($A$193:$A$381=$B179)*($F$193:$F$381=P$165)*($G$193:$G$381=$M$164),$H$193:$H$380))","v":0}]
[null,"Saudi Arabia",2015,2.9555893149535085E-6,2.9555893149535085E-6,0,null,{"$f":"SUM(IF(($A$193:$A$381=$B180)*($F$193:$F$381=H$165)*($G$193:$G$381=$H$164),$H$193:$H$380))","v":0},{"$f":"SUM(IF(($A$193:$A$381=$B180)*($F$193:$F$381=I$165)*($G$193:$G$381=$I$164),$H$193:$H$380))","v":4.0399999999999998E-2},{"$f":"SUM(IF(($A$193:$A$381=$B180)*($F$193:$F$381=J$165)*($G$193:$G$381=$I$164),$H$193:$H$380))","v":4.9599999999999998E-2},{"$f":"SUM(IF(($A$193:$A$381=$B180)*($F$193:$F$381=K$165)*($G$193:$G$381=$I$164),$H$193:$H$380))","v":4.1000000000000002E-2},{"$f":"SUM(IF(($A$193:$A$381=$B180)*($F$193:$F$381=L$165)*($G$193:$G$381=$I$164),$H$193:$H$380))","v":0},{"$f":"SUM(IF(($A$193:$A$381=$B180)*($F$193:$F$381=M$165)*($G$193:$G$381=$M$164),$H$193:$H$380))","v":4.0399999999999998E-2},{"$f":"SUM(IF(($A$193:$A$381=$B180)*($F$193:$F$381=N$165)*($G$193:$G$381=$M$164),$H$193:$H$380))","v":5.8700000000000002E-2},{"$f":"SUM(IF(($A$193:$A$381=$B180)*($F$193:$F$381=O$165)*($G$193:$G$381=$M$164),$H$193:$H$380))","v":7.2999999999999995E-2},{"$f":"SUM(IF(($A$193:$A$381=$B180)*($F$193:$F$381=P$165)*($G$193:$G$381=$M$164),$H$193:$H$380))","v":0}]
[null,"South Africa",2015,2.4045943842811751E-2,1.9749854095065172E-2,4.2960897477465794E-3,null,{"$f":"SUM(IF(($A$193:$A$381=$B181)*($F$193:$F$381=H$165)*($G$193:$G$381=$H$164),$H$193:$H$380))","v":2.2599999999999999E-2},{"$f":"SUM(IF(($A$193:$A$381=$B181)*($F$193:$F$381=I$165)*($G$193:$G$381=$I$164),$H$193:$H$380))","v":5.8000000000000003E-2},{"$f":"SUM(IF(($A$193:$A$381=$B181)*($F$193:$F$381=J$165)*($G$193:$G$381=$I$164),$H$193:$H$380))","v":8.9899999999999994E-2},{"$f":"SUM(IF(($A$193:$A$381=$B181)*($F$193:$F$381=K$165)*($G$193:$G$381=$I$164),$H$193:$H$380))","v":0.17199999999999999},{"$f":"SUM(IF(($A$193:$A$381=$B181)*($F$193:$F$381=L$165)*($G$193:$G$381=$I$164),$H$193:$H$380))","v":0},{"$f":"SUM(IF(($A$193:$A$381=$B181)*($F$193:$F$381=M$165)*($G$193:$G$381=$M$164),$H$193:$H$380))","v":5.8000000000000003E-2},{"$f":"SUM(IF(($A$193:$A$381=$B181)*($F$193:$F$381=N$165)*($G$193:$G$381=$M$164),$H$193:$H$380))","v":8.9899999999999994E-2},{"$f":"SUM(IF(($A$193:$A$381=$B181)*($F$193:$F$381=O$165)*($G$193:$G$381=$M$164),$H$193:$H$380))","v":0.17199999999999999},{"$f":"SUM(IF(($A$193:$A$381=$B181)*($F$193:$F$381=P$165)*($G$193:$G$381=$M$164),$H$193:$H$380))","v":0}]
[null,"Turkey",2015,0.31957002555551733,4.5251219521512093E-2,0.27431880603400527,null,{"$f":"SUM(IF(($A$193:$A$381=$B182)*($F$193:$F$381=H$165)*($G$193:$G$381=$H$164),$H$193:$H$380))","v":0.32},{"$f":"H182+($K$182-$H$182)/($K$165-$H$165)","v":0.32533333333333336},{"$f":"I182+($K$182-$H$182)/($K$165-$H$165)","v":0.33066666666666672},{"$f":"SUM(IF(($A$193:$A$381=$B182)*($F$193:$F$381=K$165)*($G$193:$G$381=$I$164),$H$193:$H$380))","v":0.4},{"$f":"SUM(IF(($A$193:$A$381=$B182)*($F$193:$F$381=L$165)*($G$193:$G$381=$I$164),$H$193:$H$380))","v":0},{"$f":"H182+($O$182-$H$182)/($O$165-$H$165)","v":0.33},{"$f":"I182+($O$182-$H$182)/($O$165-$H$165)","v":0.33533333333333337},{"$f":"SUM(IF(($A$193:$A$381=$B182)*($F$193:$F$381=O$165)*($G$193:$G$381=$M$164),$H$193:$H$380))","v":0.47},{"$f":"SUM(IF(($A$193:$A$381=$B182)*($F$193:$F$381=P$165)*($G$193:$G$381=$M$164),$H$193:$H$380))","v":0}]
[null,"United Kingdom",2015,0.24809256808007496,0.14237101595847523,0.10572155212159971,null,{"$f":"SUM(IF(($A$193:$A$381=$B183)*($F$193:$F$381=H$165)*($G$193:$G$381=$H$164),$H$193:$H$380))","v":0.248},{"$f":"SUM(IF(($A$193:$A$381=$B183)*($F$193:$F$381=I$165)*($G$193:$G$381=$I$164),$H$193:$H$380))","v":0.38100000000000001},{"$f":"SUM(IF(($A$193:$A$381=$B183)*($F$193:$F$381=J$165)*($G$193:$G$381=$I$164),$H$193:$H$380))","v":0.40400000000000003},{"$f":"SUM(IF(($A$193:$A$381=$B183)*($F$193:$F$381=K$165)*($G$193:$G$381=$I$164),$H$193:$H$380))","v":0.40699999999999997},{"$f":"SUM(IF(($A$193:$A$381=$B183)*($F$193:$F$381=L$165)*($G$193:$G$381=$I$164),$H$193:$H$380))","v":0},{"$f":"SUM(IF(($A$193:$A$381=$B183)*($F$193:$F$381=M$165)*($G$193:$G$381=$M$164),$H$193:$H$380))","v":0.38100000000000001},{"$f":"SUM(IF(($A$193:$A$381=$B183)*($F$193:$F$381=N$165)*($G$193:$G$381=$M$164),$H$193:$H$380))","v":0.40400000000000003},{"$f":"SUM(IF(($A$193:$A$381=$B183)*($F$193:$F$381=O$165)*($G$193:$G$381=$M$164),$H$193:$H$380))","v":0.40699999999999997},{"$f":"SUM(IF(($A$193:$A$381=$B183)*($F$193:$F$381=P$165)*($G$193:$G$381=$M$164),$H$193:$H$380))","v":0}]
[null,"United States of America",2015,0.13228593210967157,5.3205596027784657E-2,7.9080336081886915E-2,null,{"$f":"SUM(IF(($A$193:$A$381=$B184)*($F$193:$F$381=H$165)*($G$193:$G$381=$H$164),$H$193:$H$380))","v":0.13200000000000001},{"$f":"SUM(IF(($A$193:$A$381=$B184)*($F$193:$F$381=I$165)*($G$193:$G$381=$I$164),$H$193:$H$380))","v":0.189},{"$f":"SUM(IF(($A$193:$A$381=$B184)*($F$193:$F$381=J$165)*($G$193:$G$381=$I$164),$H$193:$H$380))","v":0.218},{"$f":"SUM(IF(($A$193:$A$381=$B184)*($F$193:$F$381=K$165)*($G$193:$G$381=$I$164),$H$193:$H$380))","v":0.224},{"$f":"SUM(IF(($A$193:$A$381=$B184)*($F$193:$F$381=L$165)*($G$193:$G$381=$I$164),$H$193:$H$380))","v":0.27},{"$f":"SUM(IF(($A$193:$A$381=$B184)*($F$193:$F$381=M$165)*($G$193:$G$381=$M$164),$H$193:$H$380))","v":0.189},{"$f":"SUM(IF(($A$193:$A$381=$B184)*($F$193:$F$381=N$165)*($G$193:$G$381=$M$164),$H$193:$H$380))","v":0.218},{"$f":"SUM(IF(($A$193:$A$381=$B184)*($F$193:$F$381=O$165)*($G$193:$G$381=$M$164),$H$193:$H$380))","v":0.224},{"$f":"SUM(IF(($A$193:$A$381=$B184)*($F$193:$F$381=P$165)*($G$193:$G$381=$M$164),$H$193:$H$380))","v":0.27}]
[]
[null,"Raw Data"]
[]
[null,"Electricity | Renewable Energy Indexed to 1990 | includes hydro"]
[null,"www.climateactiontracker.org/dataportal"]
[null,"Update: September 2018"]
[]
[null,"Sector","Indicator","Unit","Country","Year","Variable","Value","Label"]
[{"$f":"INDEX(CountryList_mapped,MATCH(E193,CountryList_2letter,0))","v":"World"},"Electricity","Electricity renewable intensity","% renewables","World",2020,"2_degree_min",0.154]
["World","Electricity","Electricity renewable intensity","% renewables","World",2020,"2_degree_10th",0.191]
["World","Electricity","Electricity renewable intensity","% renewables","World",2020,"2_degree_avg",0.247]
["World","Electricity","Electricity renewable intensity","% renewables","World",2020,"2_degree_med",0.23899999999999999]
["World","Electricity","Electricity renewable intensity","% renewables","World",2020,"2_degree_90th",0.313]
["World","Electricity","Electricity renewable intensity","% renewables","World",2020,"2_degree_max",0.47599999999999998]
["World","Electricity","Electricity renewable intensity","% renewables","World",2030,"2_degree_min",0.156]
["World","Electricity","Electricity renewable intensity","% renewables","World",2030,"2_degree_10th",0.20599999999999999]
["World","Electricity","Electricity renewable intensity","% renewables","World",2030,"2_degree_avg",0.33400000000000002]
["World","Electricity","Electricity renewable intensity","% renewables","World",2030,"2_degree_med",0.33600000000000002]
["World","Electricity","Electricity renewable intensity","% renewables","World",2030,"2_degree_90th",0.441]
["World","Electricity","Electricity renewable intensity","% renewables","World",2030,"2_degree_max",0.83899999999999997]
["World","Electricity","Electricity renewable intensity","% renewables","World",2050,"2_degree_min",0.155]
["World","Electricity","Electricity renewable intensity","% renewables","World",2050,"2_degree_10th",0.314]
["World","Electricity","Electricity renewable intensity","% renewables","World",2050,"2_degree_avg",0.52500000000000002]
["World","Electricity","Electricity renewable intensity","% renewables","World",2050,"2_degree_med",0.53700000000000003]
["World","Electricity","Electricity renewable intensity","% renewables","World",2050,"2_degree_90th",0.63500000000000001]
["World","Electricity","Electricity renewable intensity","% renewables","World",2050,"2_degree_max",0.97099999999999997]
["World","Electricity","Electricity renewable intensity","% renewables","World",2015,"best_practice",0.74,"Brazil (large hydro) 2015"]
["World","Electricity","Electricity renewable intensity","% renewables","World",2016,"best_practice",0.97799999999999998,"Norway (large hydro) 2016"]
["World","Electricity","Electricity renewable intensity","% renewables","World",2016,"best_practice",0.29199999999999998,"EU (w/o nuclear or large hydro) 2015"]
["France","Electricity","Electricity renewable intensity","% renewables","FR",2020,"projected_pledge_min",0.27]
["France","Electricity","Electricity renewable intensity","% renewables","FR",2030,"projected_pledge_min",0.4]
["India","Electricity","Electricity renewable intensity","% renewables","IN",2030,"projected_pledge_min",0.35199999999999998]
["Italy","Electricity","Electricity renewable intensity","% renewables","IT",2030,"projected_pledge_min",0.55000000000000004]
["Japan","Electricity","Electricity renewable intensity","% renewables","JP",2030,"projected_pledge_min",0.22]
["France","Electricity","Electricity renewable intensity","% renewables","FR",2020,"projected_pledge_max",0.27]
["France","Electricity","Electricity renewable intensity","% renewables","FR",2030,"projected_pledge_max",0.4]
["India","Electricity","Electricity renewable intensity","% renewables","IN",2030,"projected_pledge_max",0.32100000000000001]
["Italy","Electricity","Electricity renewable intensity","% renewables","IT",2030,"projected_pledge_max",0.55000000000000004]
["Japan","Electricity","Electricity renewable intensity","% renewables","JP",2030,"projected_pledge_max",0.24]
["Argentina","Electricity","Electricity renewable intensity","% renewables","AR",2020,"projected_current_policy_min",0.36]
[{"$f":"INDEX(CountryList_mapped,MATCH(E225,CountryList_2letter,0))","v":"Australia"},"Electricity","Electricity renewable intensity","% renewables","AU",2020,"projected_current_policy_min",0.23899999999999999]
["Brazil","Electricity","Electricity renewable intensity","% renewables","BR",2020,"projected_current_policy_min",0.80900000000000005]
["Canada","Electricity","Electricity renewable intensity","% renewables","CA",2020,"projected_current_policy_min",0.66500000000000004]
["Chile","Electricity","Electricity renewable intensity","% renewables","CL",2020,"projected_current_policy_min",0.56200000000000006]
["European Union","Electricity","Electricity renewable intensity","% renewables","EU",2020,"projected_current_policy_min",0.35499999999999998]
["France","Electricity","Electricity renewable intensity","% renewables","FR",2020,"projected_current_policy_min",0.2]
["Germany","Electricity","Electricity renewable intensity","% renewables","DE",2020,"projected_current_policy_min",0.40100000000000002]
["India","Electricity","Electricity renewable intensity","% renewables","IN",2020,"projected_current_policy_min",0.221]
["Indonesia","Electricity","Electricity renewable intensity","% renewables","ID",2020,"projected_current_policy_min",0.16900000000000001]
["Italy","Electricity","Electricity renewable intensity","% renewables","IT",2020,"projected_current_policy_min",0.41399999999999998]
["Japan","Electricity","Electricity renewable intensity","% renewables","JP",2020,"projected_current_policy_min",0.191]
["Mexico","Electricity","Electricity renewable intensity","% renewables","MX",2020,"projected_current_policy_min",0.223]
["Russian Federation","Electricity","Electricity renewable intensity","% renewables","RU",2020,"projected_current_policy_min",0.17899999999999999]
["Saudi Arabia","Electricity","Electricity renewable intensity","% renewables","SA",2020,"projected_current_policy_min",4.0399999999999998E-2]
["South Africa","Electricity","Electricity renewable intensity","% renewables","ZA",2020,"projected_current_policy_min",5.8000000000000003E-2]
["South Korea","Electricity","Electricity renewable intensity","% renewables","KR",2020,"projected_current_policy_min",2.9000000000000001E-2]
["United Kingdom","Electricity","Electricity renewable intensity","% renewables","GB",2020,"projected_current_policy_min",0.38100000000000001]
["United States of America","Electricity","Electricity renewable intensity","% renewables","US",2020,"projected_current_policy_min",0.189]
["Argentina","Electricity","Electricity renewable intensity","% renewables","AR",2025,"projected_current_policy_min",0.46]
["Australia","Electricity","Electricity renewable intensity","% renewables","AU",2025,"projected_current_policy_min",0.28299999999999997]
["Canada","Electricity","Electricity renewable intensity","% renewables","CA",2025,"projected_current_policy_min",0.69299999999999995]
["Chile","Electricity","Electricity renewable intensity","% renewables","CL",2025,"projected_current_policy_min",0.55500000000000005]
["China","Electricity","Electricity renewable intensity","% renewables","CN",2025,"projected_current_policy_min",0.28100000000000003]
["European Union","Electricity","Electricity renewable intensity","% renewables","EU",2025,"projected_current_policy_min",0.38900000000000001]
["Germany","Electricity","Electricity renewable intensity","% renewables","DE",2025,"projected_current_policy_min",0.50800000000000001]
["India","Electricity","Electricity renewable intensity","% renewables","IN",2025,"projected_current_policy_min",0.21]
["Indonesia","Electricity","Electricity renewable intensity","% renewables","ID",2025,"projected_current_policy_min",0.17299999999999999]
["Japan","Electricity","Electricity renewable intensity","% renewables","JP",2025,"projected_current_policy_min",0.20699999999999999]
["Mexico","Electricity","Electricity renewable intensity","% renewables","MX",2025,"projected_current_policy_min",0.3]
["Russian Federation","Electricity","Electricity renewable intensity","% renewables","RU",2025,"projected_current_policy_min",0.184]
["Saudi Arabia","Electricity","Electricity renewable intensity","% renewables","SA",2025,"projected_current_policy_min",4.9599999999999998E-2]
["South Africa","Electricity","Electricity renewable intensity","% renewables","ZA",2025,"projected_current_policy_min",8.9899999999999994E-2]
[{"$f":"INDEX(CountryList_mapped,MATCH(E257,CountryList_2letter,0))","v":"South Korea"},"Electricity","Electricity renewable intensity","% renewables","KR",2025,"projected_current_policy_min",3.8300000000000001E-2]
["United Kingdom","Electricity","Electricity renewable intensity","% renewables","GB",2025,"projected_current_policy_min",0.40400000000000003]
["United States of America","Electricity","Electricity renewable intensity","% renewables","US",2025,"projected_current_policy_min",0.218]
["Argentina","Electricity","Electricity renewable intensity","% renewables","AR",2030,"projected_current_policy_min",0.49]
["Australia","Electricity","Electricity renewable intensity","% renewables","AU",2030,"projected_current_policy_min",0.314]
["Brazil","Electricity","Electricity renewable intensity","% renewables","BR",2030,"projected_current_policy_min",0.752]
["Canada","Electricity","Electricity renewable intensity","% renewables","CA",2030,"projected_current_policy_min",0.69899999999999995]
["Chile","Electricity","Electricity renewable intensity","% renewables","CL",2030,"projected_current_policy_min",0.56000000000000005]
["China","Electricity","Electricity renewable intensity","% renewables","CN",2030,"projected_current_policy_min",0.28100000000000003]
["European Union","Electricity","Electricity renewable intensity","% renewables","EU",2030,"projected_current_policy_min",0.42499999999999999]
["Germany","Electricity","Electricity renewable intensity","% renewables","DE",2030,"projected_current_policy_min",0.57699999999999996]
["India","Electricity","Electricity renewable intensity","% renewables","IN",2030,"projected_current_policy_min",0.20399999999999999]
["Indonesia","Electricity","Electricity renewable intensity","% renewables","ID",2030,"projected_current_policy_min",0.17699999999999999]
["Italy","Electricity","Electricity renewable intensity","% renewables","IT",2030,"projected_current_policy_min",0.41799999999999998]
["Japan","Electricity","Electricity renewable intensity","% renewables","JP",2030,"projected_current_policy_min",0.223]
["Mexico","Electricity","Electricity renewable intensity","% renewables","MX",2030,"projected_current_policy_min",0.314]
["Russian Federation","Electricity","Electricity renewable intensity","% renewables","RU",2030,"projected_current_policy_min",0.188]
["Saudi Arabia","Electricity","Electricity renewable intensity","% renewables","SA",2030,"projected_current_policy_min",4.1000000000000002E-2]
["South Africa","Electricity","Electricity renewable intensity","% renewables","ZA",2030,"projected_current_policy_min",0.17199999999999999]
["South Korea","Electricity","Electricity renewable intensity","% renewables","KR",2030,"projected_current_policy_min",4.6800000000000001E-2]
["Turkey","Electricity","Electricity renewable intensity","% renewables","TR",2030,"projected_current_policy_min",0.4]
["United Kingdom","Electricity","Electricity renewable intensity","% renewables","GB",2030,"projected_current_policy_min",0.40699999999999997]
["United States of America","Electricity","Electricity renewable intensity","% renewables","US",2030,"projected_current_policy_min",0.224]
["Brazil","Electricity","Electricity renewable intensity","% renewables","BR",2050,"projected_current_policy_min",0.66100000000000003]
["Chile","Electricity","Electricity renewable intensity","% renewables","CL",2050,"projected_current_policy_min",0.53900000000000003]
["European Union","Electricity","Electricity renewable intensity","% renewables","EU",2050,"projected_current_policy_min",0.54800000000000004]
["United States of America","Electricity","Electricity renewable intensity","% renewables","US",2050,"projected_current_policy_min",0.27]
["Argentina","Electricity","Electricity renewable intensity","% renewables","AR",2020,"projected_current_policy_max",0.38200000000000001]
["Australia","Electricity","Electricity renewable intensity","% renewables","AU",2020,"projected_current_policy_max",0.23899999999999999]
["Brazil","Electricity","Electricity renewable intensity","% renewables","BR",2020,"projected_current_policy_max",0.79200000000000004]
["Canada","Electricity","Electricity renewable intensity","% renewables","CA",2020,"projected_current_policy_max",0.66500000000000004]
["Chile","Electricity","Electricity renewable intensity","% renewables","CL",2020,"projected_current_policy_max",0.56200000000000006]
[{"$f":"INDEX(CountryList_mapped,MATCH(E289,CountryList_2letter,0))","v":"European Union"},"Electricity","Electricity renewable intensity","% renewables","EU",2020,"projected_current_policy_max",0.35499999999999998]
["France","Electricity","Electricity renewable intensity","% renewables","FR",2020,"projected_current_policy_max",0.28299999999999997]
["Germany","Electricity","Electricity renewable intensity","% renewables","DE",2020,"projected_current_policy_max",0.40100000000000002]
["India","Electricity","Electricity renewable intensity","% renewables","IN",2020,"projected_current_policy_max",0.221]
["Indonesia","Electricity","Electricity renewable intensity","% renewables","ID",2020,"projected_current_policy_max",0.127]
["Italy","Electricity","Electricity renewable intensity","% renewables","IT",2020,"projected_current_policy_max",0.36499999999999999]
["Japan","Electricity","Electricity renewable intensity","% renewables","JP",2020,"projected_current_policy_max",0.2]
["Mexico","Electricity","Electricity renewable intensity","% renewables","MX",2020,"projected_current_policy_max",0.223]
["Russian Federation","Electricity","Electricity renewable intensity","% renewables","RU",2020,"projected_current_policy_max",0.17899999999999999]
["Saudi Arabia","Electricity","Electricity renewable intensity","% renewables","SA",2020,"projected_current_policy_max",4.0399999999999998E-2]
["South Africa","Electricity","Electricity renewable intensity","% renewables","ZA",2020,"projected_current_policy_max",5.8000000000000003E-2]
["South Korea","Electricity","Electricity renewable intensity","% renewables","KR",2020,"projected_current_policy_max",2.9000000000000001E-2]
["United Kingdom","Electricity","Electricity renewable intensity","% renewables","GB",2020,"projected_current_policy_max",0.38100000000000001]
["United States of America","Electricity","Electricity renewable intensity","% renewables","US",2020,"projected_current_policy_max",0.189]
["Argentina","Electricity","Electricity renewable intensity","% renewables","AR",2025,"projected_current_policy_max",0.51]
["Australia","Electricity","Electricity renewable intensity","% renewables","AU",2025,"projected_current_policy_max",0.28299999999999997]
["Brazil","Electricity","Electricity renewable intensity","% renewables","BR",2025,"projected_current_policy_max",0.83299999999999996]
["Canada","Electricity","Electricity renewable intensity","% renewables","CA",2025,"projected_current_policy_max",0.69299999999999995]
["Chile","Electricity","Electricity renewable intensity","% renewables","CL",2025,"projected_current_policy_max",0.55500000000000005]
["China","Electricity","Electricity renewable intensity","% renewables","CN",2025,"projected_current_policy_max",0.28100000000000003]
["European Union","Electricity","Electricity renewable intensity","% renewables","EU",2025,"projected_current_policy_max",0.38900000000000001]
["France","Electricity","Electricity renewable intensity","% renewables","FR",2025,"projected_current_policy_max",0.317]
["Germany","Electricity","Electricity renewable intensity","% renewables","DE",2025,"projected_current_policy_max",0.50800000000000001]
["India","Electricity","Electricity renewable intensity","% renewables","IN",2025,"projected_current_policy_max",0.249]
["Indonesia","Electricity","Electricity renewable intensity","% renewables","ID",2025,"projected_current_policy_max",0.23]
["Italy","Electricity","Electricity renewable intensity","% renewables","IT",2025,"projected_current_policy_max",0.435]
["Japan","Electricity","Electricity renewable intensity","% renewables","JP",2025,"projected_current_policy_max",0.23]
["Mexico","Electricity","Electricity renewable intensity","% renewables","MX",2025,"projected_current_policy_max",0.3]
["Russian Federation","Electricity","Electricity renewable intensity","% renewables","RU",2025,"projected_current_policy_max",0.184]
["Saudi Arabia","Electricity","Electricity renewable intensity","% renewables","SA",2025,"projected_current_policy_max",5.8700000000000002E-2]
["South Africa","Electricity","Electricity renewable intensity","% renewables","ZA",2025,"projected_current_policy_max",8.9899999999999994E-2]
["South Korea","Electricity","Electricity renewable intensity","% renewables","KR",2025,"projected_current_policy_max",0.1]
[{"$f":"INDEX(CountryList_mapped,MATCH(E321,CountryList_2letter,0))","v":"United Kingdom"},"Electricity","Electricity renewable intensity","% renewables","GB",2025,"projected_current_policy_max",0.40400000000000003]
["United States of America","Electricity","Electricity renewable intensity","% renewables","US",2025,"projected_current_policy_max",0.218]
["Argentina","Electricity","Electricity renewable intensity","% renewables","AR",2030,"projected_current_policy_max",0.54]
["Australia","Electricity","Electricity renewable intensity","% renewables","AU",2030,"projected_current_policy_max",0.314]
["Brazil","Electricity","Electricity renewable intensity","% renewables","BR",2030,"projected_current_policy_max",0.83099999999999996]
["Canada","Electricity","Electricity renewable intensity","% renewables","CA",2030,"projected_current_policy_max",0.69899999999999995]
["Chile","Electricity","Electricity renewable intensity","% renewables","CL",2030,"projected_current_policy_max",0.56000000000000005]
["China","Electricity","Electricity renewable intensity","% renewables","CN",2030,"projected_current_policy_max",0.28100000000000003]
["European Union","Electricity","Electricity renewable intensity","% renewables","EU",2030,"projected_current_policy_max",0.42499999999999999]
["France","Electricity","Electricity renewable intensity","% renewables","FR",2030,"projected_current_policy_max",0.34699999999999998]
["Germany","Electricity","Electricity renewable intensity","% renewables","DE",2030,"projected_current_policy_max",0.57699999999999996]
["India","Electricity","Electricity renewable intensity","% renewables","IN",2030,"projected_current_policy_max",0.26400000000000001]
["Indonesia","Electricity","Electricity renewable intensity","% renewables","ID",2030,"projected_current_policy_max",0.20399999999999999]
["Italy","Electricity","Electricity renewable intensity","% renewables","IT",2030,"projected_current_policy_max",0.45900000000000002]
["Japan","Electricity","Electricity renewable intensity","% renewables","JP",2030,"projected_current_policy_max",0.26]
["Mexico","Electricity","Electricity renewable intensity","% renewables","MX",2030,"projected_current_policy_max",0.314]
["Russian Federation","Electricity","Electricity renewable intensity","% renewables","RU",2030,"projected_current_policy_max",0.188]
["Saudi Arabia","Electricity","Electricity renewable intensity","% renewables","SA",2030,"projected_current_policy_max",7.2999999999999995E-2]
["South Africa","Electricity","Electricity renewable intensity","% renewables","ZA",2030,"projected_current_policy_max",0.17199999999999999]
["South Korea","Electricity","Electricity renewable intensity","% renewables","KR",2030,"projected_current_policy_max",0.1]
["Turkey","Electricity","Electricity renewable intensity","% renewables","TR",2030,"projected_current_policy_max",0.47]
["United Kingdom","Electricity","Electricity renewable intensity","% renewables","GB",2030,"projected_current_policy_max",0.40699999999999997]
["United States of America","Electricity","Electricity renewable intensity","% renewables","US",2030,"projected_current_policy_max",0.224]
["Chile","Electricity","Electricity renewable intensity","% renewables","CL",2050,"projected_current_policy_max",0.53900000000000003]
["European Union","Electricity","Electricity renewable intensity","% renewables","EU",2050,"projected_current_policy_max",0.54800000000000004]
["France","Electricity","Electricity renewable intensity","% renewables","FR",2050,"projected_current_policy_max",0.55900000000000005]
["Italy","Electricity","Electricity renewable intensity","% renewables","IT",2050,"projected_current_policy_max",0.65400000000000003]
["United States of America","Electricity","Electricity renewable intensity","% renewables","US",2050,"projected_current_policy_max",0.27]
["Argentina","Electricity","Electricity renewable intensity","% renewables","AR",2015,"historical",0.28100000000000003]
["Australia","Electricity","Electricity renewable intensity","% renewables","AU",2015,"historical",0.13600000000000001]
["Brazil","Electricity","Electricity renewable intensity","% renewables","BR",2015,"historical",0.74]
["Canada","Electricity","Electricity renewable intensity","% renewables","CA",2015,"historical",0.63]
[{"$f":"INDEX(CountryList_mapped,MATCH(E353,CountryList_2letter,0))","v":"Chile"},"Electricity","Electricity renewable intensity","% renewables","CL",2015,"historical",0.436]
["China","Electricity","Electricity renewable intensity","% renewables","CN",2015,"historical",0.23899999999999999]
["Costa Rica","Electricity","Electricity renewable intensity","% renewables","CR",2015,"historical",0.99]
["Ethiopia","Electricity","Electricity renewable intensity","% renewables","ET",2015,"historical",1]
["European Union","Electricity","Electricity renewable intensity","% renewables","EU",2015,"historical",0.29199999999999998]
["France","Electricity","Electricity renewable intensity","% renewables","FR",2015,"historical",0.159]
["Germany","Electricity","Electricity renewable intensity","% renewables","DE",2015,"historical",0.29199999999999998]
["India","Electricity","Electricity renewable intensity","% renewables","IN",2015,"historical",0.153]
["Indonesia","Electricity","Electricity renewable intensity","% renewables","ID",2015,"historical",0.107]
["Italy","Electricity","Electricity renewable intensity","% renewables","IT",2015,"historical",0.38700000000000001]
["Japan","Electricity","Electricity renewable intensity","% renewables","JP",2015,"historical",0.16]
["Kyrgyzstan","Electricity","Electricity renewable intensity","% renewables","KZ",2015,"historical",8.8700000000000001E-2]
["Mexico","Electricity","Electricity renewable intensity","% renewables","MX",2015,"historical",0.154]
["Nepal","Electricity","Electricity renewable intensity","% renewables","NP",2015,"historical",1]
["New Zealand","Electricity","Electricity renewable intensity","% renewables","NZ",2015,"historical",0.80100000000000005]
["Norway","Electricity","Electricity renewable intensity","% renewables","NO",2015,"historical",0.97699999999999998]
["Peru","Electricity","Electricity renewable intensity","% renewables","PE",2015,"historical",0.52700000000000002]
["Philippines","Electricity","Electricity renewable intensity","% renewables","PH",2015,"historical",0.254]
["Russian Federation","Electricity","Electricity renewable intensity","% renewables","RU",2015,"historical",0.159]
["Saudi Arabia","Electricity","Electricity renewable intensity","% renewables","SA",2015,"historical",0]
["South Africa","Electricity","Electricity renewable intensity","% renewables","ZA",2015,"historical",2.2599999999999999E-2]
["South Korea","Electricity","Electricity renewable intensity","% renewables","KR",2015,"historical",1.89E-2]
["Switzerland","Electricity","Electricity renewable intensity","% renewables","CH",2015,"historical",0.622]
["Turkey","Electricity","Electricity renewable intensity","% renewables","TR",2015,"historical",0.32]
["United Arab Emirates","Electricity","Electricity renewable intensity","% renewables","AE",2015,"historical",2.32E-3]
["Ukraine","Electricity","Electricity renewable intensity","% renewables","UA",2015,"historical",4.3799999999999999E-2]
["United Kingdom","Electricity","Electricity renewable intensity","% renewables","GB",2015,"historical",0.248]
["United States of America","Electricity","Electricity renewable intensity","% renewables","US",2015,"historical",0.13200000000000001]
["World","Electricity","Electricity renewable intensity","% renewables","World",2015,"historical",0.22800000000000001]

{"sheet":"InDepth>>","index":13,"n_rows":0,"n_cols":0,"rows_kept":0,"cut":false,"hidden":false,"merged":[]}

{"sheet":"InDepth_DirectSupport","index":14,"n_rows":61,"n_cols":16,"rows_kept":61,"cut":false,"hidden":false,"merged":[[38,3,38,6],[53,3,53,6],[4,2,4,5],[3,2,3,5],[10,2,10,3],[23,2,23,3],[21,2,21,3],[20,2,20,3],[19,2,19,3],[18,2,18,3],[13,2,13,3],[17,2,17,3],[16,2,16,3],[15,2,15,3],[12,2,12,3],[11,2,11,3]]}
[]
[null,"In depth calculation: Direct support policies (RPS and feed-in schemes, tax measures)"]
[]
[null,null,"This worksheet estimates the value for the indicator \"Direct support policies\" using country data from Tenders and Feed in Tariffs for wind onshore, wind offshore, solar PV large scale and solar PV small scale. The value for the indicator is estimated autmatically after input is provided."]
[null,null,{"$f":"\"To estimate this number, please fill cells in yellow with data from \"&SelectedCountry","v":"To estimate this number, please fill cells in yellow with data from United States of America"}]
[]
[null,"Summary overview"]
[]
[null,null,null,"Country",{"$f":"SelectedCountry","v":"United States of America"}]
[]
[null,null,"Indicator",null,null,"Unit/ Year"]
[null,null,"Year of curent share",null,null,"year"]
[null,null,"Last year of support scheme data",null,null,"year"]
[null,null,{"$f":"\"Total electricity generation in \" & $E$12","v":"Total electricity generation in "},null,{"$f":"INDEX(IEA_TotGen_data,MATCH(SelectedCountry,IEA_TotGen_country,0),MATCH($E$12,IEA_TotGen_year,0))*10^3","v":{"$error":"#N/A"}},"MWh"]
[]
[null,null,"Current share of wind and solar",null,{"$f":"INDEX(HistVREShare_Data,MATCH(E$9, HistVREShare_Country,0),MATCH(E$12,HistVREShare_Year,0))","v":{"$error":"#N/A"}},"%"]
[null,null,{"$f":"\"Best practice share of wind and solar in \"&E13","v":"Best practice share of wind and solar in "},null,{"$f":"INDEX(gp_curve_data,MATCH($E$9,gp_curve_country,0),MATCH($E$13,gp_curve_year,0))","v":{"$error":"#N/A"}},"%"]
[null,null,{"$f":"\"Increase in share between current year (\"&$E$12&\") and last year of support scheme (\"&$E$13&\")\"","v":"Increase in share between current year () and last year of support scheme ()"},null,{"$f":"E17-E16","v":{"$error":"#N/A"}},"%"]
[null,null,"RE total additional electricity generation according to best practice",null,{"$f":"E14*E18","v":{"$error":"#N/A"}},"MWh"]
[null,null,"Sum of electricity generation from: Tender",null,{"$f":"IF(E43<>0,#REF!,SUM(G43:G46))","v":0},"MWh"]
[null,null,"Sum of electricity generation from: Feed in tariff with CAP",null,{"$f":"SUM(P58:P61)","v":{"$error":"#DIV/0!"}},"MWh"]
[null,null,"Sum electricity provided by incentive schemens",null,{"$f":"SUM(E20:E21)","v":{"$error":"#DIV/0!"}},"MWh"]
[]
[null,null,"Ratio",null,{"$f":"IF(ROUND(E22/E19*100,0)>100,100,ROUND(E22/E19*100,0))","v":{"$error":"#DIV/0!"}},"%"]
[]
[null,"Data input"]
[]
[]
[null,null,null,"Technology","Capacity factor (average accross country)","Comments"]
[null,null,null,null,"%"]
[null,null,null,"Wind - Onshore"]
[null,null,null,"Wind - Offshore"]
[null,null,null,"PV - large scale"]
[null,null,null,"PV - small scale"]
[null,null,null,"VRE total",null,"needed if there is a tender scheme that includes all RE technolgies, Needs a separate calculation"]
[]
[null,"A) Tender"]
[]
[null,null,null,{"$f":"\"The table below should include the cumulative amount of RE tendered in the period from \" & $E$12 & \" to \" & $E$13","v":"The table below should include the cumulative amount of RE tendered in the period from  to "}]
[]
[null,null,null,"Technology","Tendered amount","Capacity factor (average accross country)","Generated electricity"]
[null,null,null,null,"MW","%","MWh"]
[null,null,null,"Wind - Onshore",null,{"$f":"INDEX($E$31:$F$35,MATCH($D43,$D$31:$D$35,0),MATCH(F$41,$E$29:$F$29,0))","v":0},{"$f":"E43*F43*8760","v":0}]
[null,null,null,"Wind - Offshore",null,{"$f":"INDEX($E$31:$F$35,MATCH($D44,$D$31:$D$35,0),MATCH(F$41,$E$29:$F$29,0))","v":0},{"$f":"E44*F44*8760","v":0}]
[null,null,null,"PV - large scale",null,{"$f":"INDEX($E$31:$F$35,MATCH($D45,$D$31:$D$35,0),MATCH(F$41,$E$29:$F$29,0))","v":0},0]
[null,null,null,"PV - small scale",null,{"$f":"INDEX($E$31:$F$35,MATCH($D46,$D$31:$D$35,0),MATCH(F$41,$E$29:$F$29,0))","v":0},0]
[]
[]
[null,"B) Feed-in tariff with cap"]
[]
[null,null,null,"Ratio threshold",1.1000000000000001,"Feed-in tarrif: This determines how much higher the feed-in tariff has to be than the generation costs to make technology feasible"]
[null,null,null,"Interest rate (WACC)"]
[]
[null,null,null,{"$f":"\"The table below should include the cumulative amount of the RE CAPs in the period from \" & $E$12 & \" to \" & $E$13","v":"The table below should include the cumulative amount of the RE CAPs in the period from  to "}]
[]
[null,null,null,"Technology","Cap amount","Investment costs - max","Investment costs - min","Lifetime/ Duration of payment","Average feed-in tariff","Capital Recovery Factor","Capacity factor (average accross country)","Generation costs","Ratio","Ratio/ Ratio threshold","Generated electricity","Electricity generation from scheme"]
[null,null,null,null,"MW","€/kW","€/kW","yr","c/kWh",null,"%","c/kWh","-","-","MWh","MWh"]
[null,null,null,"Wind - Onshore",null,null,null,null,null,{"$f":"$E$52/(1-(1+$E$52)^-H58)","v":{"$error":"#DIV/0!"}},{"$f":"INDEX($E$31:$G$35,MATCH($D58,$D$31:$D$35,0),MATCH(K$56,$E$29:$G$29,0))","v":0},{"$f":"AVERAGE(F58:G58)*J58/(8760*K58)","v":{"$error":"#DIV/0!"}},{"$f":"I58/L58","v":{"$error":"#DIV/0!"}},{"$f":"M58/Ratio_threshold","v":{"$error":"#DIV/0!"}},{"$f":"E58*K58*8760","v":0},{"$f":"IF(N58>1,O58,O58*N58)","v":{"$error":"#DIV/0!"}}]
[null,null,null,"Wind - Offshore",null,null,null,null,null,{"$f":"$E$52/(1-(1+$E$52)^-H59)","v":{"$error":"#DIV/0!"}},{"$f":"INDEX($E$31:$G$35,MATCH($D59,$D$31:$D$35,0),MATCH(K$56,$E$29:$G$29,0))","v":0},{"$f":"AVERAGE(F59:G59)*J59/(8760*K59)","v":{"$error":"#DIV/0!"}},{"$f":"I59/L59","v":{"$error":"#DIV/0!"}},{"$f":"M59/Ratio_threshold","v":{"$error":"#DIV/0!"}},{"$f":"E59*K59*8760","v":0},{"$f":"IF(N59>1,O59,O59*N59)","v":{"$error":"#DIV/0!"}}]
[null,null,null,"PV - large scale",null,null,null,null,null,{"$error":"#DIV/0!"},{"$f":"INDEX($E$31:$G$35,MATCH($D60,$D$31:$D$35,0),MATCH(K$56,$E$29:$G$29,0))","v":0},{"$error":"#DIV/0!"},{"$error":"#DIV/0!"},{"$f":"M60/Ratio_threshold","v":{"$error":"#DIV/0!"}},{"$f":"E60*K60*8760","v":0},{"$error":"#DIV/0!"}]
[null,null,null,"PV - small scale",null,null,null,null,null,{"$error":"#DIV/0!"},{"$f":"INDEX($E$31:$G$35,MATCH($D61,$D$31:$D$35,0),MATCH(K$56,$E$29:$G$29,0))","v":0},{"$error":"#DIV/0!"},{"$error":"#DIV/0!"},{"$f":"M61/Ratio_threshold","v":{"$error":"#DIV/0!"}},{"$f":"E61*K61*8760","v":0},{"$error":"#DIV/0!"}]

{"sheet":"InDepth_Mid-termTarget","index":15,"n_rows":23,"n_cols":6,"rows_kept":23,"cut":false,"hidden":false,"merged":[[3,2,3,4],[4,2,4,4]]}
[]
[null,"In depth calculation: Mid-term target"]
[]
[null,null,"This worksheet estimates the value for the indicator \"Mid-term target\" using country data. The value for the indicator is estimated autmatically based on good practice and no policy curves after the required input is provided."]
[null,null,{"$f":"\"To estimate this number, please fill cells in yellow with data from \"&SelectedCountry","v":"To estimate this number, please fill cells in yellow with data from United States of America"}]
[]
[null,"Long term implications - Data input and overview"]
[]
[null,null,"Country",{"$f":"SelectedCountry","v":"United States of America"}]
[]
[]
[null,null,"Indicator",null,"Unit/ Year","Comments"]
[null,null,"Target year",null,"year"]
[null,null,"Target value (for all RE)",null,"%","This is the targett of all RE"]
[null,null,"Share of non VRE (hydro, geothermal and biomass) in target year",null,"%","If target does not include biomass and hydro, then this can be left blank. As a proxy, you can use current share of non-VRE (see below)"]
[null,null,"VRE target (wind and solar)",{"$f":"D14-D15","v":0},"%"]
[null,null,"Best practice share of VRE in target year",{"$f":"INDEX(gp_curve_data,MATCH($D$9,gp_curve_country,0),MATCH($D$13,gp_curve_year,0))","v":{"$error":"#N/A"}},"%"]
[null,null,"No policy share VRE in target year",{"$f":"INDEX(nopolicy_curve_data,MATCH($D$9,gp_curve_country,0),MATCH($D$13,gp_curve_year,0))","v":{"$error":"#N/A"}}]
[null,null,"Calculated indicator",{"$f":"IF(D16>D17,100,\nIF(D16<D18,0,ROUND(((D16-D18)/(D17-D18)*100),0)))","v":{"$error":"#N/A"}}]
[]
[]
[null,null,"Current year",{"$f":"BackgroundCalculations!$H$42","v":2015},"year"]
[null,null,"Share of non-VRE",{"$f":"INDEX(HistnonVREShare_Data, MATCH($D$9,HistVREShare_Country,0), MATCH($D$22,HistVREShare_Year,0))","v":7.9080336081886915E-2},"%","Based on IEA Balances 2018"]

{"sheet":"Admin","index":16,"n_rows":258,"n_cols":37,"rows_kept":258,"cut":false,"hidden":false,"merged":[]}
[null,"Admin "]
[]
[]
[null,null,"CountryList_mapped","CountryList_IEA","CountryList_2letter","CountryList_3letter","CountryList_WB","CountryList_OICA","ICCT_CountryRegion",null,"type_policy",null,"BinaryList","YesNo",null,"REotherTotal","VREotherTotal","Tech",null,"IEA_tech","IEA_tech_mapped","Tech_VREother_mapped","IEA_RE_mapped",null,"CoalGas_mapped","IEA_CoalGas",null,"EU28List","G20List",null,"CountriesDefault",null,null,null,2016]
[null,null,"Aruba",null,null,"ABW","Aruba",null,"NA",null,"Long-term vision & strategic policies toward energy system transition",null,"Default","Yes",null,"RE","VRE","coal",null,"Hard coal (if no detail)","coal","other","other",null,"coal","Coal and coal products",null,"Austria","Argentina",null,{"$f":"AC5","v":"Argentina"},null,null,null,"Conversion factor","Source"]
[null,null,"Afghanistan",null,null,"AFG","Afghanistan","AFGHANISTAN","Other Asia Pacific",null,"Mid-term strategic policies toward energy system transition",null,"User-defined","No",null,"other","other","oil",null,"Brown coal (if no detail)","coal","other","other",null,"gas","Natural gas",null,"Belgium","Australia",null,{"$f":"AC6","v":"Australia"},null,null,"EUR/USD",0.90403512795035901,"World Bank. Official exchange rate (LCU per US$, 2016)","2018-05-21"]
[null,null,"Albania","Albania",null,"ALB","Albania","ALBANIA","Other Europe",null,"System integration: non-market measures",null,null,null,null,"total","total","gas",null,"Anthracite","coal","other","other",null,null,null,null,"Bulgaria","Brazil",null,"Brazil",null,null,"CAN/USD",1.3253996400000001,"World Bank. Official exchange rate (LCU per US$, 2016)","2018-05-21"]
[null,null,"Algeria","Algeria",null,"DZA","Algeria","ALGERIA","Africa",null,"System integration: market measures",null,null,null,null,"NA","nonVRE","other fossil",null,"Coking coal","coal","other","other",null,null,null,null,"Croatia","Canada",null,"Canada",null,null,"EUR/CAN",{"$f":"AI6/AI7","v":0.68208493549187843}]
[null,null,"American Samoa",null,null,"ASM",null,null,"Other Asia Pacific",null,"General investing conditions",null,null,null,null,null,"NA","biofuel",null,"Other bituminous coal","coal","other","other",null,null,null,null,"Cyprus","China",null,"China"]
[null,null,"Andorra",null,null,"AND","Andorra",null,null,null,"Direct RE support policies",null,null,null,null,null,null,"nuclear",null,"Sub-bituminous coal","coal","other","other",null,null,null,null,"Czech Republic","France",null,"France"]
[null,null,"Angola","Angola",null,"AGO","Angola","ANGOLA","Africa",null,"Other support measures",null,null,null,null,null,null,"hydro",null,"Lignite","coal","other","other",null,null,null,null,"Denmark","Germany",null,"Germany"]
[null,null,"Anguilla",null,null,"AIA",null,null,null,null,"Energy efficiency policy",null,null,null,null,null,null,"geothermal",null,"Patent fuel","other fossil","other","other",null,null,null,null,"Estonia","India",null,"India"]
[null,null,"Antarctica",null,null,"ATA",null,null,null,null,"Policy  Reliability",null,null,null,null,null,null,"solar",null,"Coke oven coke","other fossil","other","other",null,null,null,null,"Finland","Indonesia",null,"Indonesia"]
[null,null,"Antigua and Barbuda",null,null,"ATG","Antigua and Barbuda",null,"Other Latin America",null,null,null,null,null,null,null,null,"wind",null,"Gas coke","gas","other","other",null,null,null,null,"France","Italy",null,"Italy"]
[null,null,"Argentina","Argentina","AR","ARG","Argentina","ARGENTINA","Other Latin America",null,null,null,null,null,null,null,null,"other RE",null,"Coal tar","coal","other","other",null,null,null,null,"Germany","Japan",null,"Japan"]
[null,null,"Armenia","Armenia",null,"ARM",null,null,"Other Europe",null,null,null,null,null,null,null,null,"total electricity",null,"BKB","other fossil","other","other",null,null,null,null,"Greece","South Korea",null,"South Korea"]
[null,null,"Australia","Australia","AU","AUS","Australia","AUSTRALIA","Australia",null,null,null,null,null,null,null,null,"heat",null,"Gas works gas","gas","other","other",null,null,null,null,"Hungary","Mexico",null,"Mexico"]
[null,null,"Austria","Austria",null,"AUT","Austria","AUSTRIA","European Union",null,null,null,null,null,null,null,null,"waste",null,"Coke oven gas","gas","other","other",null,null,null,null,"Italy","Russian Federation",null,"Russian Federation"]
[null,null,"Azerbaijan","Azerbaijan",null,"AZE","Azerbaijan","AZERBAIDJAN","Other Europe",null,null,null,null,null,null,null,null,"NA",null,"Blast furnace gas","gas","other","other",null,null,null,null,"Latvia","Saudi Arabia",null,"Saudi Arabia"]
[null,null,"Bahamas",null,null,"BHS","Bahamas, The","BAHAMAS","Other Latin America",null,null,null,null,null,null,null,null,null,null,"Other recovered gases","gas","other","other",null,null,null,null,"Lithuania","South Africa",null,"South Africa"]
[null,null,"Bahrain","Bahrain",null,"BHR","Bahrain","BAHRAIN","Middle East",null,null,null,null,null,null,null,null,null,null,"Peat","other fossil","other","other",null,null,null,null,"Luxembourg","Turkey",null,"Turkey"]
[null,null,"Bangladesh","Bangladesh",null,"BGD","Bangladesh","BANGLADESH","Other Asia Pacific",null,null,null,null,null,null,null,null,null,null,"Peat products","other fossil","other","other",null,null,null,null,"Malta","United Kingdom",null,"United Kingdom"]
[null,null,"Barbados",null,null,"BRB","Barbados","BARBADOS","Other Latin America",null,null,null,null,null,null,null,null,null,null,"Oil shale and oil sands","oil","other","other",null,null,null,null,"Netherlands","United States of America",null,"United States of America"]
[null,null,"Belarus","Belarus",null,"BLR","Belarus","BELARUS","Other Europe",null,null,null,null,null,null,null,null,null,null,"Natural gas","gas","other","other",null,null,null,null,"Poland","European Union"]
[null,null,"Belgium","Belgium",null,"BEL","Belgium","BELGIUM","European Union",null,null,null,null,null,null,null,null,null,null,"Crude/NGL/feedstocks (if no detail)","gas","other","other",null,null,null,null,"Portugal"]
[null,null,"Belize",null,null,"BLZ","Belize","BELIZE","Other Latin America",null,null,null,null,null,null,null,null,null,null,"Crude oil","oil","other","other",null,null,null,null,"Ireland"]
[null,null,"Benin","Benin",null,"BEN","Benin","BENIN","Africa",null,null,null,null,null,null,null,null,null,null,"Natural gas liquids","gas","other","other",null,null,null,null,"Romania"]
[null,null,"Bermuda",null,null,"BMU","Bermuda","BERMUDA","NA",null,null,null,null,null,null,null,null,null,null,"Refinery gas","oil","other","other",null,null,null,null,"Slovakia"]
[null,null,"Bhutan",null,null,"BTN","Bhutan",null,"Other Asia Pacific",null,null,null,null,null,null,null,null,null,null,"Additives/blending components","other fossil","other","other",null,null,null,null,"Slovenia"]
[null,null,"Bolivia","Plurinational State of Bolivia",null,"BOL","Bolivia","BOLIVIA","Other Latin America",null,null,null,null,null,null,null,null,null,null,"Other hydrocarbons","other fossil","other","other",null,null,null,null,"Spain"]
[null,null,"Bonaire, Sint Eustatius and Saba",null,null,"BES",null,null,null,null,null,null,null,null,null,null,null,null,null,"Refinery feedstocks","other fossil","other","other",null,null,null,null,"Sweden"]
[null,null,"Bosnia and Herzegovina","Bosnia and Herzegovina",null,"BIH","Bosnia and Herzegovina","BOSNIA","Other Europe",null,null,null,null,null,null,null,null,null,null,"Ethane","other fossil","other","other",null,null,null,null,"United Kingdom"]
[null,null,"Botswana","Botswana",null,"BWA","Botswana","BOTSWANA","Africa",null,null,null,null,null,null,null,null,null,null,"Liquefied petroleum gases (LPG)","gas","other","other"]
[null,null,"Bouvet Island",null,null,"BVT",null,null,null,null,null,null,null,null,null,null,null,null,null,"Motor gasoline excl. biofuels","other fossil","other","other"]
[null,null,"Brazil","Brazil","BR","BRA","Brazil","BRAZIL","Brazil",null,null,null,null,null,null,null,null,null,null,"Aviation gasoline","other fossil","other","other"]
[null,null,"British Indian Ocean Territory",null,null,"IOT",null,null,null,null,null,null,null,null,null,null,null,null,null,"Gasoline type jet fuel","other fossil","other","other"]
[null,null,"Brunei","Brunei Darussalam",null,"BRN","Brunei Darussalam","BRUNEI","Other Asia Pacific",null,null,null,null,null,null,null,null,null,null,"Kerosene type jet fuel excl. biofuels","other fossil","other","other"]
[null,null,"Bulgaria","Bulgaria",null,"BGR","Bulgaria","BULGARIA","European Union",null,null,null,null,null,null,null,null,null,null,"Other kerosene","other fossil","other","other"]
[null,null,"Burkina Faso",null,null,"BFA","Burkina Faso","BURKINA FASO","Africa",null,null,null,null,null,null,null,null,null,null,"Gas/diesel oil excl. biofuels","other fossil","other","other"]
[null,null,"Burundi",null,null,"BDI","Burundi","BURUNDI","Africa",null,null,null,null,null,null,null,null,null,null,"Fuel oil","oil","other","other"]
[null,null,"Cambodia","Cambodia",null,null,"Cambodia",null,"Other Asia Pacific",null,null,null,null,null,null,null,null,null,null,"Naphtha","other fossil","other","other"]
[null,null,"Cameroon","Cameroon",null,"CMR","Cameroon","CAMEROON","Africa",null,null,null,null,null,null,null,null,null,null,"White spirit & SBP","other fossil","other","other"]
[null,null,"Canada","Canada","CA","CAN","Canada","CANADA","Canada",null,null,null,null,null,null,null,null,null,null,"Lubricants","other fossil","other","other"]
[null,null,"Cayman Islands",null,null,"CYM","Cayman Islands",null,null,null,null,null,null,null,null,null,null,null,null,"Bitumen","other fossil","other","other"]
[null,null,"Central African Republic",null,null,"CAF","Central African Republic",null,"Africa",null,null,null,null,null,null,null,null,null,null,"Paraffin waxes","other fossil","other","other"]
[null,null,"Chad",null,null,"TCD","Chad",null,"Africa",null,null,null,null,null,null,null,null,null,null,"Petroleum coke","other fossil","other","other"]
[null,null,"Channel Islands",null,null,"CHI","Channel Islands",null,null,null,null,null,null,null,null,null,null,null,null,"Other oil products","other fossil","other","other"]
[null,null,"Chile","Chile","CL","CHL","Chile","CHILE","Other Latin America",null,null,null,null,null,null,null,null,null,null,"Industrial waste","waste","other","other"]
[null,null,"China","People's Republic of China","CN","CHN","China","CHINA","China",null,null,null,null,null,null,null,null,null,null,"Municipal waste (renewable)","other RE","nonVRE","RE"]
[null,null,"Christmas Island",null,null,"CXR",null,null,null,null,null,null,null,null,null,null,null,null,null,"Municipal waste (non-renewable)","waste","other","other"]
[null,null,"Cocos (Keeling) Islands",null,null,"CCK",null,null,null,null,null,null,null,null,null,null,null,null,null,"Primary solid biofuels","biofuel","nonVRE","RE"]
[null,null,"Colombia","Colombia",null,"COL","Colombia","COLOMBIA","Other Latin America",null,null,null,null,null,null,null,null,null,null,"Biogases","other RE","nonVRE","RE"]
[null,null,"Comoros",null,null,"COM","Comoros",null,"Africa",null,null,null,null,null,null,null,null,null,null,"Biodiesels","biofuel","nonVRE","RE"]
[null,null,"Congo","Republic of the Congo",null,"COG","Congo, Rep.",null,"Africa",null,null,null,null,null,null,null,null,null,null,"Biogasoline","biofuel","nonVRE","RE"]
[null,null,"Democratic Republic of the Congo","Democratic Republic of the Congo",null,"COD","Congo, Dem. Rep.","CONGO KINSHASA ","Africa",null,null,null,null,null,null,null,null,null,null,"Bio jet kerosene","biofuel","nonVRE","RE"]
[null,null,"Cook Islands",null,null,"COK",null,null,null,null,null,null,null,null,null,null,null,null,null,"Other liquid biofuels","biofuel","nonVRE","RE"]
[null,null,"Cabo Verde",null,null,"CPV","Cabo Verde",null,"Africa",null,null,null,null,null,null,null,null,null,null,"Non-specified primary biofuels and waste","other RE","nonVRE","RE"]
[null,null,"Costa Rica","Costa Rica","CR","CRI","Costa Rica","COSTA RICA","Other Latin America",null,null,null,null,null,null,null,null,null,null,"Charcoal","other fossil","other","other"]
[null,null,"Côte d'Ivoire","Côte d'Ivoire",null,"CIV","Cote d'Ivoire","IVORY COAST","Africa",null,null,null,null,null,null,null,null,null,null,"Elec/heat output from non-specified manufactured gases","heat","NA","NA"]
[null,null,"Croatia","Croatia",null,"HRV","Croatia","CROATIA","European Union",null,null,null,null,null,null,null,null,null,null,"Heat output from non-specified combustible fuels","heat","NA","NA"]
[null,null,"Cuba","Cuba",null,"CUB","Cuba","CUBA","Other Latin America",null,null,null,null,null,null,null,null,null,null,"Nuclear","nuclear","other","other"]
[null,null,"Curaçao","Curaçao",null,"CUW","Curacao",null,null,null,null,null,null,null,null,null,null,null,null,"Hydro","hydro","nonVRE","RE"]
[null,null,"Cyprus","Cyprus",null,"CYP","Cyprus","CYPRUS","European Union",null,null,null,null,null,null,null,null,null,null,"Geothermal","geothermal","nonVRE","RE"]
[null,null,"Czech Republic","Czech Republic",null,"CZE","Czech Republic","CZECH REPUBLIC","European Union",null,null,null,null,null,null,null,null,null,null,"Solar photovoltaics","solar","VRE","RE"]
[null,null,"Denmark","Denmark",null,"DNK","Denmark","DENMARK","European Union",null,null,null,null,null,null,null,null,null,null,"Solar thermal","solar","VRE","RE"]
[null,null,"Djibouti",null,null,"DJI","Djibouti",null,"Africa",null,null,null,null,null,null,null,null,null,null,"Tide, wave and ocean","other RE","nonVRE","RE"]
[null,null,"Dominica",null,null,"DMA","Dominica",null,"Other Latin America",null,null,null,null,null,null,null,null,null,null,"Wind","wind","VRE","RE"]
[null,null,"Dominican Republic","Dominican Republic",null,"DOM","Dominican Republic","DOMINICAN REPUBLIC","Other Latin America",null,null,null,null,null,null,null,null,null,null,"Heat pumps","heat","NA","NA"]
[null,null,"Ecuador","Ecuador",null,"ECU","Ecuador","ECUADOR","Other Latin America",null,null,null,null,null,null,null,null,null,null,"Electric boilers","NA","NA","NA"]
[null,null,"Egypt","Egypt",null,"EGY","Egypt, Arab Rep.","EGYPT","Middle East",null,null,null,null,null,null,null,null,null,null,"Heat from chemical sources","heat","NA","NA"]
[null,null,"El Salvador","El Salvador",null,"SLV","El Salvador","EL SALVADOR","Other Latin America",null,null,null,null,null,null,null,null,null,null,"Other sources","NA","other","other"]
[null,null,"Equatorial Guinea",null,null,"GNQ","Equatorial Guinea",null,"Africa",null,null,null,null,null,null,null,null,null,null,"Memo: Renewables","NA","NA","NA"]
[null,null,"Eritrea","Eritrea",null,"ERI","Eritrea",null,"Africa",null,null,null,null,null,null,null,null,null,null,"Electricity","NA","NA","other"]
[null,null,"Estonia","Estonia",null,"EST","Estonia","ESTONIA","European Union",null,null,null,null,null,null,null,null,null,null,"Total","total electricity","total","total"]
[null,null,"Ethiopia","Ethiopia","ET","ETH","Ethiopia","ETHIOPIA","Africa",null,null,null,null,null,null,null,null,null,null,"Heat","heat","NA","NA"]
[null,null,"Falkland Islands (Malvinas)",null,null,"FLK"]
[null,null,"Fiji",null,null,"FJI","Fiji",null,"Other Asia Pacific"]
[null,null,"Finland","Finland",null,"FIN","Finland","FINLAND","European Union"]
[null,null,"France","France","FR","FRA","France","FRANCE","European Union"]
[null,null,"Faroe Islands",null,null,"FRO","Faroe Islands"]
[null,null,"French Guiana",null,null,"GUF",null,null,"NA"]
[null,null,"French Polynesia",null,null,"PYF","French Polynesia",null,"NA"]
[null,null,"French Southern Territories",null,null,"ATF"]
[null,null,"Gabon","Gabon",null,"GAB","Gabon",null,"Africa"]
[null,null,"Gambia",null,null,"GMB","Gambia, The",null,"Africa"]
[null,null,"Georgia","Georgia",null,"GEO","Georgia","GEORGIA","Other Europe"]
[null,null,"Germany","Germany","DE","DEU","Germany","GERMANY","European Union"]
[null,null,"Ghana","Ghana",null,"GHA","Ghana","GHANA","Africa"]
[null,null,"Gibraltar","Gibraltar",null,"GIB","Gibraltar"]
[null,null,"Greece","Greece",null,"GRC","Greece","GREECE","European Union"]
[null,null,"Grenada",null,null,"GRD","Grenada",null,"Other Latin America"]
[null,null,"Greenland",null,null,"GRL","Greenland"]
[null,null,"Guatemala","Guatemala",null,"GTM","Guatemala","GUATEMALA","Other Latin America"]
[null,null,"Guam",null,null,"GUM","Guam","GUAM","NA"]
[null,null,"Guinea",null,null,"GIN","Guinea",null,"Africa"]
[null,null,"Guinea-Bissau",null,null,"GNB","Guinea-Bissau",null,"Africa"]
[null,null,"Guernsey",null,null,"GGY"]
[null,null,"Guyana",null,null,"GUY","Guyana",null,"Other Latin America"]
[null,null,"Haiti","Haiti",null,"HTI","Haiti","HAITI","Other Latin America"]
[null,null,"Honduras","Honduras",null,"HND","Honduras","HONDURAS","Other Latin America"]
[null,null,"Hong Kong (China)","Hong Kong (China)",null,"HKG","Hong Kong SAR, China","HONG-KONG"]
[null,null,"Hungary","Hungary",null,"HUN","Hungary","HUNGARY","European Union"]
[null,null,"Heard Island and McDonald Islands",null,null,"HMD"]
[null,null,"Holy See",null,null,"VAT"]
[null,null,"Iceland","Iceland",null,"ISL","Iceland","ICELAND","Other Europe"]
[null,null,"India","India","IN","IND","India","INDIA","India"]
[null,null,"Indonesia","Indonesia","ID","IDN","Indonesia","INDONESIA","Other Asia Pacific"]
[null,null,"Iran","Islamic Republic of Iran",null,"IRN","Iran, Islamic Rep.","IRAN","Middle East"]
[null,null,"Iraq","Iraq",null,"IRQ","Iraq","IRAQ","Middle East"]
[null,null,"Ireland","Ireland",null,"IRL","Ireland","IRELAND","European Union"]
[null,null,"Isle of Man",null,null,"IMN","Isle of Man"]
[null,null,"Israel","Israel",null,"ISR","Israel","ISRAEL","Middle East"]
[null,null,"Italy","Italy","IT","ITA","Italy","ITALY","European Union"]
[null,null,"Jamaica","Jamaica",null,"JAM","Jamaica","JAMAICA","Other Latin America"]
[null,null,"Japan","Japan","JP","JPN","Japan","JAPAN","Japan"]
[null,null,"Jersey",null,null,"JEY"]
[null,null,"Jordan","Jordan",null,"JOR","Jordan","JORDAN","Middle East"]
[null,null,"Kazakhstan","Kazakhstan",null,"KAZ","Kazakhstan","KAZAKHSTAN","Other Asia Pacific"]
[null,null,"Kenya","Kenya",null,"KEN","Kenya","KENYA","Africa"]
[null,null,"Kiribati",null,null,"KIR","Kiribati",null,"Other Asia Pacific"]
[null,null,"North Korea","Democratic People's Republic of Korea",null,"PRK","Korea, Dem. People’s Rep.",null,"NA"]
[null,null,"South Korea","Korea","KR","KOR","Korea, Rep.","SOUTH KOREA","South Korea"]
[null,null,"Kosovo","Kosovo",null,"XKX","Kosovo"]
[null,null,"Kuwait","Kuwait",null,"KWT","Kuwait","KUWAIT","Middle East"]
[null,null,"Kyrgyzstan","Kyrgyzstan","KZ","KGZ","Kyrgyz Republic","KYRGYZSTAN","Other Asia Pacific"]
[null,null,"Lao PDR",null,null,"LAO","Lao PDR",null,"Other Asia Pacific"]
[null,null,"Latvia","Latvia",null,"LVA","Latvia","LATVIA","European Union"]
[null,null,"Lebanon","Lebanon",null,"LBN","Lebanon","LEBANON","Middle East"]
[null,null,"Lesotho",null,null,"LSO","Lesotho",null,"Africa"]
[null,null,"Liberia",null,null,"LBR","Liberia","LIBERIA","Africa"]
[null,null,"Libya","Libya",null,"LBY","Libya","LIBYA","Africa"]
[null,null,"Liechtenstein",null,null,"LIE","Liechtenstein"]
[null,null,"Lithuania","Lithuania",null,"LTU","Lithuania","LITHUANIA","European Union"]
[null,null,"Luxembourg","Luxembourg",null,"LUX","Luxembourg","LUXEMBOURG","European Union"]
[null,null,"Macao SAR, China",null,null,"MAC","Macao SAR, China"]
[null,null,"Macedonia, FYR","Former Yugoslav Republic of Macedonia",null,"MKD","Macedonia, FYR","MACEDONIA","Other Europe"]
[null,null,"Madagascar",null,null,"MDG","Madagascar","MADAGASCAR","Africa"]
[null,null,"Malawi",null,null,"MWI","Malawi","MALAWI","Africa"]
[null,null,"Malaysia","Malaysia",null,"MYS","Malaysia","MALAYSIA","Other Asia Pacific"]
[null,null,"Maldives",null,null,"MDV","Maldives",null,"Other Asia Pacific"]
[null,null,"Mali",null,null,"MLI","Mali","MALI","Africa"]
[null,null,"Malta","Malta",null,"MLT","Malta","MALTA","European Union"]
[null,null,"Marshall Islands",null,null,"MHL","Marshall Islands"]
[null,null,"Martinique",null,null,"MTQ",null,null,"NA"]
[null,null,"Mauritania",null,null,"MRT","Mauritania","MAURITANIA","Africa"]
[null,null,"Mauritius","Mauritius",null,"MUS","Mauritius","MAURITIUS","Africa"]
[null,null,"Mayotte",null,null,"MYT",null,null,"NA"]
[null,null,"Mexico","Mexico","MX","MEX","Mexico","MEXICO","Mexico"]
[null,null,"Micronesia, Fed. Sts.",null,null,"FSM","Micronesia, Fed. Sts.",null,"Other Asia Pacific"]
[null,null,"Moldova","Republic of Moldova",null,"MDA","Moldova","MOLDAVIA","Other Europe"]
[null,null,"Monaco",null,null,"MCO","Monaco"]
[null,null,"Mongolia","Mongolia",null,"MNG","Mongolia",null,"Other Asia Pacific"]
[null,null,"Montenegro","Montenegro",null,"MNE","Montenegro",null,"Other Europe"]
[null,null,"Montserrat",null,null,"MSR"]
[null,null,"Morocco","Morocco",null,"MAR","Morocco","MOROCCO","Africa"]
[null,null,"Mozambique","Mozambique",null,"MOZ","Mozambique","MOZAMBIQUE","Africa"]
[null,null,"Myanmar","Myanmar",null,"MMR","Myanmar",null,"Other Asia Pacific"]
[null,null,"Namibia","Namibia",null,"NAM","Namibia",null,"Africa"]
[null,null,"Nauru",null,null,"NRU","Nauru"]
[null,null,"Nepal","Nepal","NP","NPL","Nepal",null,"Other Asia Pacific"]
[null,null,"Netherlands","Netherlands",null,"NLD","Netherlands","NETHERLANDS","European Union"]
[null,null,"Netherlands Antilles","Curaçao/Netherlands Antilles",null,"ANT",null,null,"NA"]
[null,null,"New Caledonia",null,null,"NCL","New Caledonia","NEW CALEDONIA","NA"]
[null,null,"New Zealand","New Zealand","NZ","NZL","New Zealand","NEW ZEALAND","Other Asia Pacific"]
[null,null,"Nicaragua","Nicaragua",null,"NIC","Nicaragua","NICARAGUA","Other Latin America"]
[null,null,"Niger","Niger",null,"NER","Niger",null,"Africa"]
[null,null,"Nigeria","Nigeria",null,"NGA","Nigeria","NIGERIA","Africa"]
[null,null,"Niue",null,null,"NIU"]
[null,null,"Norfolk Island",null,null,"NFK"]
[null,null,"Northern Mariana Islands",null,null,"MNP","Northern Mariana Islands"]
[null,null,"Norway","Norway","NO","NOR","Norway","NORWAY","Other Europe"]
[null,null,"Oman","Oman",null,"OMN","Oman","OMAN","Middle East"]
[null,null,"Pacific island small states",null,null,"PSS","Pacific island small states"]
[null,null,"Pakistan","Pakistan",null,"PAK","Pakistan","PAKISTAN","Other Asia Pacific"]
[null,null,"Palau",null,null,"PLW","Palau",null,"Other Asia Pacific"]
[null,null,"Palestine, State of",null,null,"PSE",null,"PALESTINE","NA"]
[null,null,"Panama","Panama",null,"PAN","Panama","PANAMA","Other Latin America"]
[null,null,"Papua New Guinea",null,null,"PNG","Papua New Guinea",null,"Other Asia Pacific"]
[null,null,"Paraguay","Paraguay",null,"PRY","Paraguay","PARAGUAY","Other Latin America"]
[null,null,"Peru","Peru","PE","PER","Peru","PERU","Other Latin America"]
[null,null,"Philippines","Philippines","PH","PHL","Philippines","PHILIPPINES","Other Asia Pacific"]
[null,null,"Pitcair",null,null,"PCN"]
[null,null,"Poland","Poland",null,"POL","Poland","POLAND","European Union"]
[null,null,"Portugal","Portugal",null,"PRT","Portugal","PORTUGAL","European Union"]
[null,null,"Puerto Rico",null,null,"PRI","Puerto Rico","PUERTO RICO","NA"]
[null,null,"Qatar","Qatar",null,"QAT","Qatar","QATAR","Middle East"]
[null,null,"Reunion",null,null,"REU",null,null,"NA"]
[null,null,"Romania","Romania",null,"ROU","Romania","ROMANIA","European Union"]
[null,null,"Russian Federation","Russian Federation","RU","RUS","Russian Federation","RUSSIA","Russia"]
[null,null,"Rwanda",null,null,"RWA","Rwanda",null,"Africa"]
[null,null,"Saint BarthŽlemy",null,null,"BLM"]
[null,null,"Saint Helena, Ascension and Tristan da Cunha",null,null,"SHN"]
[null,null,"St. Kitts and Nevis",null,null,"KNA","St. Kitts and Nevis",null,"Other Latin America"]
[null,null,"St. Lucia",null,null,"LCA","St. Lucia",null,"Other Latin America"]
[null,null,"St. Martin (French part)",null,null,"MAF","St. Martin (French part)"]
[null,null,"Sint Maarten (Dutch part)",null,null,"SXM","Sint Maarten (Dutch part)"]
[null,null,"Saint Pierre and Miquelon",null,null,"SPM"]
[null,null,"St. Vincent and the Grenadines",null,null,"VCT","St. Vincent and the Grenadines",null,"Other Latin America"]
[null,null,"Samoa",null,null,"WSM","Samoa",null,"Other Asia Pacific"]
[null,null,"San Marino",null,null,"SMR","San Marino"]
[null,null,"Sao Tome and Principe",null,null,"STP","Sao Tome and Principe",null,"Africa"]
[null,null,"Saudi Arabia","Saudi Arabia","SA","SAU","Saudi Arabia","SAUDI ARABIA","Middle East"]
[null,null,"Senegal","Senegal",null,"SEN","Senegal","SENEGAL","Africa"]
[null,null,"Serbia","Serbia",null,"SRB","Serbia","SERBIA","Other Europe"]
[null,null,"Seychelles",null,null,"SYC","Seychelles",null,"Africa"]
[null,null,"Sierra Leone",null,null,"SLE","Sierra Leone",null,"Africa"]
[null,null,"Singapore","Singapore",null,"SGP","Singapore","SINGAPORE","Other Asia Pacific"]
[null,null,"Slovakia","Slovak Republic",null,"SVK","Slovak Republic","SLOVAKIA","European Union"]
[null,null,"Slovenia","Slovenia",null,"SVN","Slovenia","SLOVENIA","European Union"]
[null,null,"Solomon Islands",null,null,"SLB","Solomon Islands",null,"Other Asia Pacific"]
[null,null,"Somalia",null,null,"SOM","Somalia",null,"Africa"]
[null,null,"South Africa","South Africa","ZA","ZAF","South Africa","SOUTH AFRICA","Africa"]
[null,null,"South Georgia and the South Sandwich Islands",null,null,"SGS"]
[null,null,"South Sudan","South Sudan",null,"SSD","South Sudan",null,"NA"]
[null,null,"Spain","Spain",null,"ESP","Spain","SPAIN","European Union"]
[null,null,"Sri Lanka","Sri Lanka",null,"LKA","Sri Lanka","SRI LANKA","Other Asia Pacific"]
[null,null,"Sudan","Sudan",null,"SDN","Sudan","SUDAN","Africa"]
[null,null,"Suriname","Suriname",null,"SUR","Suriname","SURINAME","Other Latin America"]
[null,null,"Svalbard and Jan Mayen",null,null,"SJM"]
[null,null,"Swaziland",null,null,"SWZ","Swaziland",null,"Africa"]
[null,null,"Sweden","Sweden",null,"SWE","Sweden","SWEDEN","European Union"]
[null,null,"Switzerland","Switzerland","CH","CHE","Switzerland","SWITZERLAND","Other Europe"]
[null,null,"Syrian Arab Republic","Syrian Arab Republic",null,"SYR","Syrian Arab Republic","SYRIA","Middle East"]
[null,null,"Taiwan, Province of China",null,null,"TWN",null,"TAIWAN","NA"]
[null,null,"Chinese Taipei","Chinese Taipei"]
[null,null,"Tajikistan","Tajikistan",null,"TJK","Tajikistan",null,"Other Asia Pacific"]
[null,null,"Tanzania","United Republic of Tanzania",null,"TZA","Tanzania","TANZANIA","Africa"]
[null,null,"Thailand","Thailand",null,"THA","Thailand","THAILAND","Other Asia Pacific"]
[null,null,"Timor-Leste",null,null,"TLS","Timor-Leste",null,"Other Asia Pacific"]
[null,null,"Togo","Togo",null,"TGO","Togo","TOGO","Africa"]
[null,null,"Tokelau",null,null,"TKL"]
[null,null,"Tonga",null,null,"TON","Tonga",null,"Other Asia Pacific"]
[null,null,"Trinidad and Tobago","Trinidad and Tobago",null,"TTO","Trinidad and Tobago","TRINIDAD","Other Latin America"]
[null,null,"Tunisia","Tunisia",null,"TUN","Tunisia","TUNISIA","Africa"]
[null,null,"Turkey","Turkey","TR","TUR","Turkey","TURKEY","Middle East"]
[null,null,"Turkmenistan","Turkmenistan",null,"TKM","Turkmenistan",null,"Other Asia Pacific"]
[null,null,"Turks and Caicos Islands",null,null,"TCA","Turks and Caicos Islands"]
[null,null,"Tuvalu",null,null,"TUV","Tuvalu"]
[null,null,"Uganda",null,null,"UGA","Uganda","UGANDA","Africa"]
[null,null,"Ukraine","Ukraine","UA","UKR","Ukraine","UKRAINE","Other Europe"]
[null,null,"United Arab Emirates","United Arab Emirates","AE","ARE","United Arab Emirates","UNITED ARAB EMIRATES","Middle East"]
[null,null,"United Kingdom","United Kingdom","GB","GBR","United Kingdom","UNITED KINGDOM","European Union"]
[null,null,"United States of America","United States","US","USA","United States","UNITED STATES OF AMERICA","United States"]
[null,null,"Uruguay","Uruguay",null,"URY","Uruguay","URUGUAY","Other Latin America"]
[null,null,"Uzbekistan","Uzbekistan",null,"UZB","Uzbekistan",null,"Other Asia Pacific"]
[null,null,"Vanuatu",null,null,"VUT","Vanuatu",null,"Other Asia Pacific"]
[null,null,"Venezuela","Bolivarian Republic of Venezuela",null,"VEN","Venezuela, RB","VENEZUELA","Other Latin America"]
[null,null,"Vietnam","Viet Nam",null,"VNM","Vietnam","VIETNAM","Other Asia Pacific"]
[null,null,"British Virgin Islands",null,null,"VGB","British Virgin Islands",null,"NA"]
[null,null,"Virgin Islands (U.S.)",null,null,"VIR","Virgin Islands (U.S.)",null,"NA"]
[null,null,"Wallis and Futuna",null,null,"WLF"]
[null,null,"Western Sahar",null,null,"ESH",null,null,"NA"]
[null,null,"Yemen","Yemen",null,"YEM","Yemen, Rep.","YEMEN","Middle East"]
[null,null,"Zambia","Zambia",null,"ZMB","Zambia","ZAMBIA","Africa"]
[null,null,"Zimbabwe","Zimbabwe",null,"ZWE","Zimbabwe","ZIMBABWE","Africa"]
[null,null,"European Union",null,"EU","EU","European Union","EUROPE","European Union"]
[null,null,"G20","Memo: G20"]
[null,null,"World","World","World","WLD","World","ALL COUNTRIES"]

{"sheet":"Styles","index":17,"n_rows":53,"n_cols":8,"rows_kept":53,"cut":false,"hidden":false,"merged":[[22,4,22,8],[41,7,41,18],[44,6,44,7],[43,6,43,18],[24,4,24,8],[26,4,26,8],[28,4,28,8],[42,6,42,18],[3,3,3,18],[2,3,2,17],[16,4,16,8],[18,4,18,8],[20,4,20,8]]}
[]
[null,"Styles overview"]
[null,null,null,"This sheets provides an overview of the styles used throughout this workbook.  "]
[null,null,null,"When copying in values or formulas from different sources/workbook, always paste as values/formulas without formatting."]
[]
[null,null,"Titles"]
[]
[null,null,null,"Title1","Used for the title of the sheet"]
[null,null,null,"Title2","Used for the names of sections within sheets"]
[null,null,null,"Title3","Used for the names of subsection within sheets"]
[]
[]
[null,null,"Input"]
[]
[null,null,null,"Cells with input styles should contain text or hard-copied values, never formulas."]
[]
[null,null,null,"TableHeader","Used for table headers"]
[]
[null,null,null,"TableFirstColumn","Used for the first column of a table."]
[]
[null,null,null,"TableSubheading","Used to format subheadings in the first column of a table"]
[]
[null,null,null,"InputData","Used for data inputs."]
[]
[null,null,null,"InputText","Used for text inputs."]
[]
[null,null,null,"InputList","Used for input selected from drop-down menus."]
[]
[null,null,null,"InputFixed","Used for inputs that only change rarely (e.g. conversion factors)"]
[]
[null,null,null,"Source","Used to indicate the source of nearby inputs"]
[]
[null,null,null,"NamedRange","Used to name range names of adjacent / nearby cells "]
[]
[null,null,"Calculations  / Outputs"]
[]
[null,null,null,"Cells with calculation styles should contain formulas, not hard copied values. Avoiding any hardcoded values in calculation cells as these can not be traced easily."]
[null,null,null,"The main styles to be used are the Calc_General style. This set of styles should be used by everybody. They are important to understand cell content and how it relates to each other."]
[null,null,null,"Calc_interpol, Calc_growth and Calc_Tool are optional styles that can be used to increase the transparency in a workbook,"]
[null,null,null,"If you are using different formulas in neighbouring cells that cannot be filled down/right, apply a different a differently numbered/ colored style to show that formulae. Conversely apply the same style if neighbouring cells can be filled down/ right "]
[]
[null,null,null,"Calc_General1","Calc_General2","Calc_General3","Calc_General4","(Mandatory) Used for calculations. IF STYLES BELOW ARE USES: Used for own assessments, e.g. combining different external sources into one scenario, doing own calculations, etc."]
[null,null,null,"Calc_interpol1","Calc_interpol2","Calc_interpol3","(Optional) Used for interpolating or extrapolating data."]
[null,null,null,"Calc_growth1","Calc_growth2","Calc_growth3","(Optional) Used for calculating growth rates.  Please show growth rates as a factor, not as a percentage. E.g. 1.03 for 3% growth per year, instead of 3% or 103%."]
[null,null,null,"Calc_Tool1","Calc_Tool2","Calc_Tool3","(Optional) General caclulations"]
[]
[null,null,null,"Calc_Sum",null,null,"(Optional) Used for sum totals that should be highlighted in an excel sheet"]
[]
[null,null,"Comments"]
[]
[null,null,null,"CommentTool","Used for comments fixed within the tool that should not be changed by the user"]
[null,null,null,"CommentUser","Used to provide comments to data inputs, calculation steps, assumptions, descriptions, etc."]
[null,null,null,"CommentWarning","Used to include a warning or give emphasis to a comment."]